## Grand Summary
PROPOSED LAST MILE CONNECTIVITY FOR MAUA SEWERAGE PROJECT
GRAND SUMMARY
Bill No | DESCRIPTION | Amount
(Kshs)
1 | PRELIMINARY AND GENERAL ITEMS | 0
2.1 | TOTAL PETROL STATION LINE | 0
2.1.1 | KHETIAS SECONDARY SEWER | 0
2.1.2 | MAUA GIRLS SECONDARY SEWER LINE 1 | 0
2.1.3 | MILIMANI FLATS TERTIARY SEWER LINE | 0
2.1.4 | ROBINS TERTIARY SEWER LINE | 0
2.2 | EQUITY TERTIARY SEWER LINE | 0
2.3 | BEI SAWA TERTIARY SEWER LINE | 0
2.4 | NYAMBENE HOSPITAL SECONDARY LINE | 0
2.5 | LIVESTOCK MARKET SECONDARY LINE | 0
2.6 | MAUA TVET SECONDARY LINE | 0
2.7.1 | METHODIST SECONDARY SEWER LINE 1 | 0
2.7.2 | METHODIST SECONDARY SEWER LINE 2 | 0
2.8 | MAUA GIRLS SECONDARY SEWER LINE 1 | 0
2.8.1 | LAST MILE CONNECTIVITY LINE (MAUA GIRLS) | 0
2.9 | LAST MILE CONNECTIVITY LINE (KAANDO) | 0
2.9.1 | TOTAL LAST MILE | 0
3 | REPAIR WORKS | 0
4 | DAYWORKS (PROVISIONAL) | 0
| SUB TOTAL [A] | 0
| ADD 10% OF SUBTOTAL (A) FOR CONTINGENCIES [B] | 0
| BILL TOTAL INCLUSIVE OF CONTIGENCIES - Exclusive of 16% V.A.T [C] | 0 | #DIV/0!
| VALUE ADDED TAX [V.A.T] - 16% of C [D] | 0
| GRAND TOTAL EXCLUDING DUTIES AND TAXES CARRIED TO FORM OF BID | 0
0

## Bill 1 - P&G
PROPOSED LAST MILE CONNECTIVITY FOR MAUA SEWERAGE PROJECT
BILL NO. 1 : PRELIMINARIES AND GENERAL ITEMS
Item | Description | Unit | Quantity | Rate (Kshs) | Amount (Kshs)
1 | CONTRACTUAL REQUIREMENTS
A1.1 | Allow for provision of Performance Security in accordance with Conditions of Contract | LS |  |  | 0
A1.2 | Allow for provision of Insurance of Works and Contractor's Equipment in accordance with Conditions of Contract | LS |  |  | 0
A1.3.1 | Allow for provision of Third Party Insurance (including Employer's Property) all in accordance with Conditions of Contract | LS |  |  | 0
A1.3.2 | Allow for provision of Insurance against Accident to Workmen in accordance with Conditions of Contract | LS |  |  | 0
SPECIAL REQUIREMENTS
A279.1 | Contractor's Camp and Storage Yard: Allow for erection of the Contractor's Camp(s), Offices, Storage Yard and other facilities including mobilization, demobilization and movement of the works site on Completion. Include for all equipment, temporary measures, machines, tools, materials, facilities for workers, water and electricity supply etc. all as specified for execution of the Works, for the entire Contract Period. The Employer has no available land to offer for Contractor's Camp, storage of materials and preparation of concrete etc. Identification and procurement of suitable area of land for Contractor's Camp whether rented or purchased is the responsibility of the Contractor. Details of proposed camp / stores, location of land where the Contractor will establish his camp(s) to be submitted with the Bid. | LS |  |  | 0
A42.001 | Allow a P.C. Sum of Kshs.1,000,000 for training of Employer's Staff during Construction, Testing and Commissioning of the Works as specified in the General and Particular Condtions of Contract. | PC Sum | 1 |  | 0
A42.002 | Add …..percentage for profit, administration, attendance upon, overheads, etc. for Item A42.001 above | % | 10% |  | 0
A26.1 | Test Running of the Scheme: Allow for Test Running all the Project Components upon completion for a period of 12 weeks upon completion and official commissioning of the Works. Test Running to be carried out in close liaison with the Water Services Provider's Staff The Contractor to allow for 'on job' training of Operation and Maintenance Staff, Tools, etc., and ensure that the operations are carried out full time on a 24 hour basis. all in accordance with the General and Particular Condtions of Contract. | LS |  |  | 0
A42.003 | Allow for provision of Operation and Maintenance (O&M) Manuals in accordance with the General and Particular Condtions of Contract. | LS |  |  | 0
A42.004 | Allow for provision of As-Built Drawings in accordance with the General and Particular Condtions of Contract. | LS |  |  | 0
SPECIFIED REQUIREMENTS
Sign Boards
A221.12 | Allow for provision, erection and maintenance of Project Sign Boards at the sites indicated by the Engineer's Representative, within the Project Area and in accordance with the Conditions of Contract. The rate quoted by the Contractor to include for payment of all statutory charges to the relevant Authority and removal after completion of the Project. Details of the sign Board are shown on Drawings provided. | Nr | 2 |  | 0
NOTE: FINAL WORDING ON THE SIGN BOARD TO BE DECIDED IN CONSULTATION WITH THE CLIENT
A221.13 | Allow for provision of plaque for opening of works as directed by the Engineer | LS |  |  | 0
Setting Out & Survey Work
A42.005 | Allow a Provisional Sum of Kshs. 75,000 for establishment of Level Survey Datum, Setting Out of the Works in accordance with the General & particular Specifications. | P Sum |  |  | 0
TOTAL CARRIED FORWARD TO COLLECTION PAGE |  |  |  |  | 0
The Setting Out / Survey Work including production of Survey Drawings to an agreed scale will be for the following Project Components:
I) Engineering Survey of Secondary and Last mile connectivity Sewers including preparation of updated plan and profile, approximate length 13.25km
A42.006 | Add a …...% for profit, administration, attendance upon, overheads, etc. for Item A42.005 above. | % | 10% | 0 | 0
Office for the Resident Engineer
A211 | Allow for provision of Rented Offices for Resident Engineer's Staff during the Contract Period. Offices to include 3 Nr Offices, Conference Room, Tea Room, W.C and Parking Space. Include for provision of 24 hour security, water, sewerage, electricity, etc. This office will be used by the Supervision Staff. | Month | 12 |  | 0
A231.11 | Provisional Sum of 500,000 for provision of furniture and equipment for the Resident Engineer's Offices. Final List of Furniture & Equipment to be procured will be provided by the Resident Engineer prior to commencement of Works. The furniture and equipment to revert to the Employer at the end of the Contract. | P Sum |  |  | 0
A231.12 | Add ….percentage for profit, administration, attendance upon, overheads, etc. for Item A231.11 above. | % | 10% |  | 0
A211.52 | Contractor to allow for Maintenance and attendance of the Resident Engineer's Office. Contractor to include for supply of consumables as directed by the Engineer for the duration of the Contract. Note: Contractor to price for the monthly requirement of stationery, cleaning materials, cleaning staff and other consumables specified in the Specifications. | Month | 12 |  | 0
A231.13 | Provision and maintenance of Survey Equipment including RTK as directed by resident engineer, for the sole use of the Resident Engineer during the duration of the Contract. Equipment to revert to the Employer at the end of the Contract. | LS |  |  | 0
Resident Engineer's Staff
Provide the following Staff for the Resident Engineer's Office. (Note: The Staff to be employed by the Contractor but to be under the exclusive day to day instruction of the Resident Engineer). The rate to include for all overtime, accommodation costs, requisite Government of Kenya mandatory deductions, etc. all necessary for the Staff to perform their duties. The minimum relevant experience for the Staff should be at least 5 years
A244.11 | Secretary | Month | 12 |  | 0
1.A24*.2 | Office Assistant | Month | 12 |  | 0
1.A24*.3 | Drivers | Month | 12 |  | 0
1.A24*.4 | ACAD Technician | Month | 12 |  | 0
1.A24*.1 | Surveyor | Month | 12 |  | 0
1.A242 | Chainman | Month | 12 |  | 0
TOTAL CARRIED FORWARD TO COLLECTION PAGE |  |  |  |  | 0
Vehicles
A221.1 | Allow a P.C. Sum of Kshs. 6,000,000 for supply of 1Nr. (One) 4WD Double-Cab Pick-up locally assembled Vehicles of 2400 cc minimum diesel engine capacity or equivalent approved by the engineer inclusive of the first 4000km per vehicle per month to be used by the Resident Engineer and his staff, including registration, inspection number plate insurances, etc. The vehicle to revert to the Employer after completion of Contract. Minimum specifications include but not limited to the following: • Engine - 3.0 litres Turbo Diesel • Rear Differential Gear Lock • Braking System to include ABS (Anti-Lock Brake System) • Power Steering with adjustable Steering Column • Electronic Fuel Injection System. • 5 Speed Manual Transmission or Approved Equivalent • Power Windows • Immobilizer and Alarm System • Fuel tank capacity between 80 litres and 100 litres • Front Bull Bar | P Sum |  |  | 0
A221.2 | Add …….percentage for profit, administration, attendance upon, overheads, etc. for item A221.1 above. | % | 10% |  | 0
A221.6 | Provide with drivers, service and maintain One (1) 4WD station wagon vehicles of 2800cc minimum diesel engine capacity or equivalent approved by the engineer inclusive of the first 4000km per vehicle month in accordance with the standard specifications whilst the vehicles under the Contract are being procured. | Veh. Mth | 12 |  | 0
A221.7 | Extra over item A221.6 for mileage over 5000km per vehicle month (Rate inclusive of driver, insurance, fuels, maintenance, lubricants and servicing). | km | 5000 |  | 0
TOTAL CARRIED FORWARD TO COLLECTION PAGE |  |  |  |  | 0
Telecommunications
A42.131 | Provisional a P.C. Sum of Kshs.500,000 for provision of communication facilities and services (telephone, email, fax, postal, courier services, etc.) for the Project / Site Offices and the Supervision Staff. | PC Sum |  |  | 0
A42.132 | Add a…..percentage for profit, administration, attendance upon, overheads, etc. for Item A42.131 above. | % | 10% |  | 0
Employer's Counterpart Staff Costs
A42.091 | P.C. Sum of Kshs. 4,000,000 to cover costs of the Employer's Counterpart Staff assigned to the Project including transport, communication, allowances, etc. | PC Sum |  |  | 0
A42.092 | Add ……percentage for profit, administration, attendance upon, overheads, etc. for Item A42.091 above. | % | 10% |  | 0
Other Costs
A42.031 | Allow a P.C. Sum of Kshs. 1,000,000 for Payments demanded by the Authorities for relocation of existing services (water pipelines, sewer liners power cable telecom cables etc.), Road crossings, etc., including any statutory levies to relevant Authorities. Liaison with the relevant Authorities shall be the responsibility of the Contractor for the timely execution of the Works. | PC Sum |  |  | 0
A42.032 | Add ……percentage for profit, administration, attendance upon, overheads, etc. for Item A42.031 above. | % | 10% |  | 0
A42.053 | Allow a P.C. Sum of Kshs. 100,000 for Inspection and Witness Testing of Pipes, Fittings and Equipment at manufacturer's premises by the Employer, Engineer and their representatives | PC Sum |  |  | 0
A42.054 | Add …….% for profit, administration, attendance upon, overheads, etc. for Item A42.053 above. | % | 10% |  | 0
A42.055 | Allow a P.C. Sum of Kshs. 200,000 for Third Party Inspection of Pipes, Fittings, Equipment, etc. during Manufacture and Construction Works. | PC Sum |  |  | 0
A42.056 | Add …….% for profit, administration, attendance upon, overheads, etc. for Item A42.055 above. | % | 10% |  | 0
A221.12 | Allow for PC sum 200,000 acquisition of meteorological data during the project period | LS |  |  | 0
A42.011 | Allow a Provisional Sum of Kshs. 200,000 for carrying out cadastral survey by licensed Surveyor, wayleave acquisition, etc. including obtaining approval by Director of Surveys and issuance of Title Deeds at various Project sites, or for any requisite Engineering Survey, as directed by the Engineer. | P Sum |  |  | 0
A42.012 | Add …….% for profit, administration, attendance upon, overheads, etc. for Item A42.011 above. | % | 10% |  | 0
SPECIFIC CONDITIONS
A420.1 | Allow for all specific works related to working along active pipelines and maintaining continuity of sewage including protection of supports etc. of existing pipelines during construction activity. | LS |  |  | 0
A42.051 | Allow a P.C. Sum of Kshs. 200,000 to be used for concrete tests, earthworks test and other tests as directed by the Engineer. | PC Sum |  |  | 0
A42.052 | Add 10% for profit, administration, attendance upon, overheads, etc. for Item A42.051 above. | % | 10% |  | 0
A42.041 | Allow for monthly provisional sum of Kshs 70,000 for cost of site meetings to be spent as instructed by the engineer | month | 12 |  | 0
TOTAL CARRIED FORWARD TO COLLECTION PAGE |  |  |  |  | 0
OTHER WORKS OBLIGATIONS
A42.101 | Allow for any costs associated with compliance with Environmental, Health and Safety Requirements as specified in Clause 15 of the Particular Specifications, the Environmental and Social Management Plan (ESMP) as required by Government Agencies and Prevailing Legislation. The Costs under this item to include the following; | LS |  |  | 0
i) Quarterly Environmental Audit in the ESMP by Registered NEMA Lead Expert ii) Surface water quality, sampling and analysis of river water and wastewater discharge quality iii) Air Quality (PM10, NO2, SO2, CO2, CO) monitoring for 24 hours iv) Noise and Vibration, monitoring for 24 hours v) Random Noise and Vibration measurements vi) Random Surface water and wastewater quality measurements
| Allow a Provisional Sum of Kshs. 500,000 for Ground breaking , Commissioning and other Administative visits to the Project | LS |  |  | 0
A42.102 | Allow a Provisional Sum of Kshs. 200,000 for the implementation of the following tasks related to Climate Change Adaptation, Mitigation and Risks Management as directed by the Engineer; | P Sum |  |  | 0
i) Implementation of Climate Change, Adaptation and Mitigation Measures as determined together with the Water Resources Authority. ii) Research related to items described in i) above to be undertaken jointly with Water Resources Authority and Local Universities.
A42.103 | Add a…...% for profit, administration, attendance upon, overheads, etc. for Item A42.102 above. | % | 10% | 0 | 0
A42.05 | The Contractor shall describe in detail hereunder other works, obligations and things which may be referred to in the Specifications or which he may consider to have been omitted from the Bills of Quantities and for which he desires to enter a separate charge (the charge to be carried direct to the amount column). FULL DESCRIPTION OF ITEM(S) OF WORK OR ANY OTHER ISSUE SHOULD BE MADE. If no separate charge is made hereunder, the rates in the Bills of Quantities will be held as covering all expenses for all such Works. | LS |  |  | 0
TOTAL CARRIED FORWARD TO COLLECTION PAGE |  |  |  |  | 0

## Bill 1 Collection Sheet
PROPOSED LAST MILE CONNECTIVITY FOR MAUA SEWERAGE PROJECT
Collection Sheet Bill No. 1 : PRELIMINARY & GENERAL ITEMS
Amount
(Kshs)
| Page Total, Page 1 of 5 | 0
| Page Total, Page 2 of 5 | 0
| Page Total, Page 3 of 5 | 0
| Page Total, Page 4 of 5 | 0
| Page Total, Page 4 of 5 | 0
| Bill Total Carried to Grand Summary | 0

## Bill 2.1-Total Petrol Station
PROPOSED LAST MILE CONNECTIVITY FOR MAUA SEWERAGE PROJECT
BILL NO. 2.1 : Total Petrol Station secondary line
| Description | Unit | Quantity | Rate (Kshs) | Amount (Kshs)
CLASS A | GENERAL ITEMS
Specified Requirements
Testing of works
Allow for water testing of sewers and manholes as specified including all requisite Materials, Personnel, Testing Equipment etc.
A260-1 | 200mm Diameter DWC SN 8 Sewer pipe | m | 2000 |  | 0
A260-2 | 1050mm Diameter Precast Concrete Manholes | Nr | 49 |  | 0
Temporary Works
A271 | Allow for temporary works for diversion of traffic during construction of sewers across roads, including sign posting, liaison with Traffic Police Department, County Authority, etc. all to the satisfaction of the Engineer. Include provision for maintaining temporary vehicular access to individual plots at all times. | LS | 1 |  | 0
A277 | Allow for keeping trenches and other excavation free of water which may have entered through ground seepage, rain or by other means as directed by the Engineer. | LS | 1 |  | 0
CLASS D | DEMOLITION AND SITE CLEARANCE
The Employer has no available land to offer for dumping of spoil materials. Identification of and all accruing costs related to securing suitable area of land for dumping is the responsibility of the Contractor. Dumping and spreading is to be done in accordance with existing National Legislation and Local Authority's by-laws. The Contractor is deemed to have allowed for this aspect of Work in their excavation and cart away to tips rates.
General clearance
D110 | Clear the site along the sewer line route of all bushes, scrubs and under growth; fell and remove trees of girth less or equal to 250mm. Remove all stumps and grub up all roots; take down and remove all huts, houses and buildings of any kind, fences and poles, scarify and remove all obstructions to the unimpeded execution of the works, all as specified and shown on the drawing. approved by the Engineer for the sewer lines their branch sewer lines. The width of site clearance should be as specified iby the site engineer | m3 | 8000 |  | 0
Cut down trees, grub up roots and cart away debris to own spoil pit (Provisional)
D210.1 | Small Trees with Girth over 250mm but n.e. 500m | Nr | 2 |  | 0
D210.2 | Small Trees with Girth over 500mm but n.e. 1000m | Nr | 1 |  | 0
D210.3 | Small Trees with Girth over 1000mm but n.e. 2000mm | Nr | 1 |  | 0
CLASS I | PIPEWORK - SEWERS
Provide, lay, and joint SN 8 Double Wall Corrugated (DWC) Pipes sewers in standard lengths to correct alignment and invert levels. Rates to include for surveying and setting out, stripping top soil, excavation, shoring, disposal of excavated material, backfilling of pipe trenches thereafter and cementing of new pipes to new manholes along the sewer.
I522 | Pipe n.b: not exc. 200mm dia in trenches, n.e depth 1.5m | m | 297 |  | 0
I523 | Pipe n.b: not exc. 200mm dia in trenches, depth 1.5 - 2m | m | 166 |  | 0
I524 | Pipe n.b: not exc. 200mm dia in trenches, depth 2 - 2.5m | m | 387 |  | 0
I525 | Pipe n.b: not exc. 200mm dia in trenches, depth 2.5 - 3m | m | 195 |  | 0
I526 | Pipe n.b: not exc. 200mm dia in trenches, depth 3 - 3.5m | m | 268 |  | 0
I527 | Pipe n.b: not exc. 200mm dia in trenches, 3.5 - 4m | m | 286 |  | 0
I528 | Pipe n.b: not exc. 200mm dia in trenches, depth exceeding 4m | m | 401 |  | 0
CLASS K | PIPEWORK - MANHOLES AND PIPEWORK ANCILLARIES
Provide all materials and construct 1050mm internal diameter Precast Concrete Ring Manholes / Reinforced concrete manholes as shown on drawings in the following depth ranges, complete with Heavy duty triangular manhole cover and step irons. Rates to include for excavation, preparation of surfaces, disposal of excavated materials, shoring, insitu concrete surround for rings and backfilling.
K151 | Manhole depth n.e 1.5m | Nr | 7 |  | 0
TOTAL CARRIED FORWARD TO COLLECTION PAGE |  |  |  |  | 0
K152 | Ditto but depth 1.5 - 2.0m | Nr | 3 |  | 0
K153 | Ditto but depth 2.0 - 2.5m | Nr | 8 |  | 0
K154 | Ditto but depth 2.5 - 3.0m | Nr | 3 |  | 0
K155 | Ditto but depth 3.0 - 3.5m | Nr | 6 |  | 0
K156 | Ditto but depth 3.5 - 4.0m | Nr | 11 |  | 0
K157 | Ditto but depth exceeding 4.0m | Nr | 11 |  | 0
Crossings
K641 | Allow for crossing existing hedges, including reinstatement to original state. Nominal bore n.e. 300mm | Nr | 5 |  | 0
K651 | Allow for crossing existing boundary walls, including reinstatement to original state. Nominal bore n.e. 300mm | Nr | 3 |  | 0
K661 | Allow for crossing existing fences (chain link, barbed wire etc.), including reinstatement to original state. Nominal bore n.e. 300mm | Nr | 3 |  | 0
K671 | Allow for crossing existing drains and sewers, and reinstate these after construction of sewer has been completed. Pipe internal diameter n.e. 300mm | Nr | 2 |  | 0
K681.1 | Underground telephone and power cables crossing as may be encountered during construction or as directed by the Engineer (provisional). | Nr | 5 |  | 0
K681.2 | Allow for water main crossings including reinstatement to original state as may be encountered during construction or as directed by the Engineer (provisional). | Nr | 6 |  | 0
Method - Related Charges
K691 | Allow for any other Method Related charges the Tenderer feels may be required. These should be indicated below with pricing of each item | LS | 1 |  | 0
i)
ii)
Reinstatement
K731.2 | Breaking up, temporary and permanent reinstatement of murram road (for construction pipe bore n.e. 300 mm) with 300mm thick well graded stabilized gravel with 3% cement content base compacted in layers of 150mm thick using an 8-10 tonne roller to the satisfaction of the Engineer. Contractor to allow for provision of requisite diversion signage, controls and safety precautions in his rate. | m | 24 |  | 0
K732.1 | Provide all equipment and materials, micro-tunnel below road surface in common material (soil / murram) at depth n.e. 3m, including any requisite shoring and strutting during tunneling, provide and install Steel Pipe Sleeves (DN 300 - 450) as directed by the Engineer. All Works to be executed in close liaison with relevant road authorities. Rate to include facilitation for the same. The Bidder to submit Method Statement with Bid for execution of this Work. | m | 24 |  | 0
K732.2 | Extra over road crossing item K732.1 above for tunnelling in rock, all classes (provisional) | m3 | 9.6 |  | 0
K732.3 | Allow for any other Method Related charges the Tenderer feels may be required for the Micro-tunneling Works above. These should be indicated below with pricing of each item | LS | 1 |  | 0
i)
ii)
iii)
K741 | Ditto but on footpaths | m | 100 |  | 0
K752 | Allow for reinstatement of land along the sewer trench after completion of the Works to the satisfaction of the Engineer. | m | 2000 |  | 0
CLASS L | PIPEWORK - SUPPORTS AND PROTECTION, ANCILLARIES TO LAYING AND EXCAVATION
Extra to excavation and backfilling for excavation in Rock
In pipe trenches
L111.1 | Excavation in rock Class A | m3 | 14.0762 |  | 0
L111.2 | Ditto- but rock Class B | m3 | 14.0762 |  | 0
L111.3 | Ditto- but rock Class C | m3 | 14.0762 |  | 0
TOTAL CARRIED FORWARD TO COLLECTION PAGE |  |  |  |  | 0
In Manholes
L121.1 | Excavation in rock Class A | m3 | 27.7124 |  | 0
L121.2 | Ditto- but rock Class B | m3 | 27.7124 |  | 0
L121.3 | Ditto- but rock Class C | m3 | 27.7124 |  | 0
Provide, place and compact selected excavated granular material surround compacted in 150mm layers to DWC Pipes pipe as shown on the drawings or as directed by the Engineer.
L522 | Diameter 200 - 300mm DWC sewers pipe | m | 500 |  | 0
The rates entered against the items in this section shall include for breaking up, temporaty and permanent reinstatement of roads.
L732 | Breaking up, temporary and permanent reinstatement of cabro pavement | m2 | 100 |  | 0
TOTAL CARRIED FORWARD TO COLLECTION PAGE |  |  |  |  | 0

## Bill 2.1 Collection Sheet
PROPOSED LAST MILE CONNECTIVITY FOR MAUA SEWERAGE PROJECT
Collection Sheet Bill No. 2.1: Total Petrol Station secondary line
Amount
Kshs.
| Page Total, Page 1 of 3 | 0
| Page Total, Page 2 of 3 | 0
| Page Total, Page 3 of 3 | 0
| Bill Total Carried to Grand Summary | 0

## Bill 2.1.1-Khetias SecondrySewr
PROPOSED LAST MILE CONNECTIVITY FOR MAUA SEWERAGE PROJECT
BILL NO. 2.1.1 : Khetias Secondary Line
| Description | Unit | Quantity | Rate (Kshs) | Amount (Kshs)
CLASS A | GENERAL ITEMS
Specified Requirements
Testing of works
Allow for water testing of sewers and manholes as specified including all requisite Materials, Personnel, Testing Equipment etc.
A260-1 | 200mm Diameter DWC SN 8 Sewer pipe | m | 1310 | 0 | 0
A260-2 | 1050mm Diameter Precast Concrete Manholes | Nr | 27 | 0 | 0
| Temporary Works |  |  | 0
A271 | Allow for temporary works for diversion of traffic during construction of sewers across roads, including sign posting, liaison with Traffic Police Department, County Authority, etc. all to the satisfaction of the Engineer. Include provision for maintaining temporary vehicular access to individual plots at all times. | LS | 1 | 0 | 0
A277 | Allow for keeping trenches and other excavation free of water which may have entered through ground seepage, rain or by other means as directed by the Engineer. | LS | 1 | 0 | 0
CLASS D | DEMOLITION AND SITE CLEARANCE |  |  | 0
| The Employer has no available land to offer for dumping of spoil materials. Identification of and all accruing costs related to securing suitable area of land for dumping is the responsibility of the Contractor. Dumping and spreading is to be done in accordance with existing National Legislation and Local Authority's by-laws. The Contractor is deemed to have allowed for this aspect of Work in their excavation and cart away to tips rates. |  |  | 0
| General clearance |  |  | 0
D110 | Clear the site along the sewer line route of all bushes, scrubs and under growth; fell and remove trees of girth less or equal to 250mm. Remove all stumps and grub up all roots; take down and remove all huts, houses and buildings of any kind, fences and poles, scarify and remove all obstructions to the unimpeded execution of the works, all as specified and shown on the drawing. approved by the Engineer for the sewer lines their branch sewer lines. The width of site clearance should be as specified iby the site engineer | m3 | 5240 | 0 | 0
| Cut down trees, grub up roots and cart away debris to own spoil pit (Provisional) |  |  | 0
D210.1 | Small Trees with Girth over 250mm but n.e. 500m | Nr | 2 | 0 | 0
D210.2 | Small Trees with Girth over 500mm but n.e. 1000m | Nr | 1 | 0 | 0
D210.3 | Small Trees with Girth over 1000mm but n.e. 2000mm | Nr | 1 | 0 | 0
CLASS I | PIPEWORK - SEWERS |  |  | 0
Provide, lay, and joint SN 8 Double Wall Corrugated (DWC) Pipes sewers in standard lengths to correct alignment and invert levels. Rates to include for surveying and setting out, stripping top soil, excavation, shoring, disposal of excavated material, backfilling of pipe trenches thereafter and cementing of new pipes to new manholes along the sewer.
I522 | Pipe n.b: not exc. 200mm dia in trenches, n.e depth 1.5m | m | 548 |  | 0
I523 | Pipe n.b: not exc. 200mm dia in trenches, depth 1.5 - 2m | m | 113 |  | 0
I524 | Pipe n.b: not exc. 200mm dia in trenches, depth 2 - 2.5m | m | 150 |  | 0
I525 | Pipe n.b: not exc. 200mm dia in trenches, depth 2.5 - 3m | m | 109 |  | 0
I526 | Pipe n.b: not exc. 200mm dia in trenches, depth 3 - 3.5m | m | 390 |  | 0
I527 | Pipe n.b: not exc. 200mm dia in trenches, depth exceeeding 3.5m | m | 0 |  | 0
CLASS K | PIPEWORK - MANHOLES AND PIPEWORK ANCILLARIES
Provide all materials and construct 1050mm internal diameter Precast Concrete Ring Manholes / Reinforced concrete manholes as shown on drawings in the following depth ranges, complete with Heavy duty triangular manhole cover and step irons. Rates to include for excavation, preparation of surfaces, disposal of excavated materials, shoring, insitu concrete surround for rings and backfilling.
K151 | Manhole depth n.e 1.5m | Nr | 11 |  | 0
TOTAL CARRIED FORWARD TO COLLECTION PAGE |  |  |  |  | 0
K152 | Ditto but depth 1.5 - 2.0m | Nr | 3 |  | 0
K153 | Ditto but depth 2.0 - 2.5m | Nr | 3 |  | 0
K154 | Ditto but depth 2.5 - 3.0m | Nr | 3 |  | 0
K155 | Ditto but depth 3.0 - 3.5m | Nr | 7 |  | 0
K156 | Ditto but depth exceeding 3.5m | Nr | 0 |  | 0
Crossings
K641 | Allow for crossing existing hedges, including reinstatement to original state. Nominal bore n.e. 300mm | Nr | 5 | 0 | 0
K651 | Allow for crossing existing boundary walls, including reinstatement to original state. Nominal bore n.e. 300mm | Nr | 3 | 0 | 0
K661 | Allow for crossing existing fences (chain link, barbed wire etc.), including reinstatement to original state. Nominal bore n.e. 300mm | Nr | 3 | 0 | 0
K671 | Allow for crossing existing drains and sewers, and reinstate these after construction of sewer has been completed. Pipe internal diameter n.e. 300mm | Nr | 5 | 0 | 0
K681.1 | Underground telephone and power cables crossing as may be encountered during construction or as directed by the Engineer (provisional). | Nr | 5 | 0 | 0
K681.2 | Allow for water main crossings including reinstatement to original state as may be encountered during construction or as directed by the Engineer (provisional). | Nr | 6 | 0 | 0
| Method - Related Charges |  |  | 0
K691 | Allow for any other Method Related charges the Tenderer feels may be required. These should be indicated below with pricing of each item | LS | 1 | 0 | 0
| i) |  |  | 0
| ii) |  |  | 0
| Reinstatement |  |  | 0
K731.2 | Breaking up, temporary and permanent reinstatement of murram road (for construction pipe bore n.e. 300 mm) with 300mm thick well graded stabilized gravel with 3% cement content base compacted in layers of 150mm thick using an 8-10 tonne roller to the satisfaction of the Engineer. Contractor to allow for provision of requisite diversion signage, controls and safety precautions in his rate. | m | 30 | 0 | 0
K732.1 | Provide all equipment and materials, micro-tunnel below road surface in common material (soil / murram) at depth n.e. 4m, including any requisite shoring and strutting during tunneling, provide and install Steel Pipe Sleeve (DN 350) as directed by the Engineer. All Works to be executed in close liaison with relevant road authorities. Rate to include facilitation for the same. The Bidder to submit Method Statement with Bid for execution of this Work. | m | 20 | 0 | 0
K732.2 | Extra over road crossing item K732.1 above for tunnelling in rock, all classes (provisional) | m3 | 8 | 0 | 0
K732.3 | Allow for any other Method Related charges the Tenderer feels may be required for the Micro-tunneling Works above. These should be indicated below with pricing of each item | LS | 1 | 0 | 0
| i) |  |  | 0
| ii) |  |  | 0
| iii) |  |  | 0
K741 | Ditto but on footpaths | m | 40 | 0 | 0
K752 | Allow for reinstatement of land along the sewer trench after completion of the Works to the satisfaction of the Engineer. | m | 1310 | 0 | 0
CLASS L | PIPEWORK - SUPPORTS AND PROTECTION, ANCILLARIES TO LAYING AND EXCAVATION |  |  | 0
| Extra to excavation and backfilling for excavation in Rock |  |  | 0
| In pipe trenches |  |  | 0
L111.1 | Excavation in rock Class A | m3 | 13.5734 | 0 | 0
L111.2 | Ditto- but rock Class B | m3 | 13.5734 | 0 | 0
L111.3 | Ditto- but rock Class C | m3 | 13.5734 | 0 | 0
0
TOTAL CARRIED FORWARD TO COLLECTION PAGE |  |  |  |  | 0
| In Manholes |  |  | 0
L121.1 | Excavation in rock Class A | m3 | 15.2701 | 0 | 0
L121.2 | Ditto- but rock Class B | m3 | 15.2701 | 0 | 0
L121.3 | Ditto- but rock Class C | m3 | 15.2701 | 0 | 0
| Provide, place and compact selected excavated granular material surround compacted in 150mm layers to DWC Pipes pipe as shown on the drawings or as directed by the Engineer. |  |  | 0
L522 | Diameter 200 - 300mm DWC sewers pipe | m | 327.5 | 0 | 0
| The rates entered against the items in this section shall include for breaking up, temporaty and permanent reinstatement of roads. |  |  | 0
L732 | Breaking up, temporary and permanent reinstatement of cabro/concrete pavement | m2 | 280 |  | 0
TOTAL CARRIED FORWARD TO COLLECTION PAGE |  |  |  |  | 0

## Bill 2.1.1 Collection Sheet
PROPOSED LAST MILE CONNECTIVITY FOR MAUA SEWERAGE PROJECT
Collection Sheet Bill No. 2.1.1: Khetias1 Secondary Sewer
Amount
Kshs.
| Page Total, Page 1 of 3 | 0
| Page Total, Page 2 of 3 | 0
| Page Total, Page 3 of 3 | 0
| Bill Total Carried to Grand Summary | 0

## Bill 2.1.2-Maua terty 1
PROPOSED LAST MILE CONNECTIVITY FOR MAUA SEWERAGE PROJECT
BILL NO. 2.1.1.1 : Maua girls Tertiary Line 1
| Description | Unit | Quantity | Rate (Kshs) | Amount (Kshs)
CLASS A | GENERAL ITEMS
Specified Requirements
Testing of works
Allow for water testing of sewers and manholes as specified including all requisite Materials, Personnel, Testing Equipment etc.
A260-1 | 200mm Diameter DWC SN 8 Sewer pipe | m | 585 | 0 | 0
A260-2 | 1050mm Diameter Precast Concrete Manholes | Nr | 17 | 0 | 0
Temporary Works
A271 | Allow for temporary works for diversion of traffic during construction of sewers across roads, including sign posting, liaison with Traffic Police Department, County Authority, etc. all to the satisfaction of the Engineer. Include provision for maintaining temporary vehicular access to individual plots at all times. | LS | 1 |  | 0
A277 | Allow for keeping trenches and other excavation free of water which may have entered through ground seepage, rain or by other means as directed by the Engineer. | LS | 1 |  | 0
CLASS D | DEMOLITION AND SITE CLEARANCE
The Employer has no available land to offer for dumping of spoil materials. Identification of and all accruing costs related to securing suitable area of land for dumping is the responsibility of the Contractor. Dumping and spreading is to be done in accordance with existing National Legislation and Local Authority's by-laws. The Contractor is deemed to have allowed for this aspect of Work in their excavation and cart away to tips rates.
General clearance
D110 | Clear the site along the sewer line route of all bushes, scrubs and under growth; fell and remove trees of girth less or equal to 250mm. Remove all stumps and grub up all roots; take down and remove all huts, houses and buildings of any kind, fences and poles, scarify and remove all obstructions to the unimpeded execution of the works, all as specified and shown on the drawing. approved by the Engineer for the sewer lines their branch sewer lines. The width of site clearance should be as specified iby the site engineer | m3 | 2340 |  | 0
Cut down trees, grub up roots and cart away debris to own spoil pit (Provisional)
D210.1 | Small Trees with Girth over 250mm but n.e. 500m | Nr | 4 |  | 0
D210.2 | Small Trees with Girth over 500mm but n.e. 1000m | Nr | 3 |  | 0
D210.3 | Small Trees with Girth over 1000mm but n.e. 2000mm | Nr | 3 |  | 0
CLASS I | PIPEWORK - SEWERS
Provide, lay, and joint SN 8 Double Wall Corrugated (DWC) Pipes sewers in standard lengths to correct alignment and invert levels. Rates to include for surveying and setting out, stripping top soil, excavation, shoring, disposal of excavated material, backfilling of pipe trenches thereafter and cementing of new pipes to new manholes along the sewer.
I522 | Pipe n.b: not exc. 200mm dia in trenches, n.e depth 1.5m | m | 78 | 0 | 0
I523 | Pipe n.b: not exc. 200mm dia in trenches, depth 1.5 - 2m | m | 25 | 0 | 0
I524 | Pipe n.b: not exc. 200mm dia in trenches, depth 2 - 2.5m | m | 0 | 0 | 0
I525 | Pipe n.b: not exc. 200mm dia in trenches, depth 2.5 - 3m | m | 50 | 0 | 0
I526 | Pipe n.b: not exc. 200mm dia in trenches, depth 3 - 3.5m | m | 365 | 0 | 0
I527 | Pipe n.b: not exc. 200mm dia in trenches, 3.5 - 4m | m | 67 | 0 | 0
I528 | Pipe n.b: not exc. 200mm dia in trenches, depth exceeding 4m | m | 0 | 0 | 0
CLASS K | PIPEWORK - MANHOLES AND PIPEWORK ANCILLARIES
Provide all materials and construct 1050mm internal diameter Precast Concrete Ring Manholes / Reinforced concrete manholes as shown on drawings in the following depth ranges, complete with Heavy duty triangular manhole cover and step irons. Rates to include for excavation, preparation of surfaces, disposal of excavated materials, shoring, insitu concrete surround for rings and backfilling.
K151 | Manhole depth n.e 1.5m | Nr | 3 | 0 | 0
0
TOTAL CARRIED FORWARD TO COLLECTION PAGE |  |  |  | 0 | 0
K152 | Ditto but depth 1.5 - 2.0m | Nr | 1 | 0 | 0
K153 | Ditto but depth 2.0 - 2.5m | Nr | 0 | 0 | 0
K154 | Ditto but depth 2.5 - 3.0m | Nr | 1 | 0 | 0
K155 | Ditto but depth 3.0 - 3.5m | Nr | 10 | 0 | 0
K156 | Ditto but depth 3.5 - 4.0m | Nr | 2 | 0 | 0
K157 | Ditto but depth exceeding 4.0m | Nr | 0 | 0 | 0
Crossings
K641 | Allow for crossing existing hedges, including reinstatement to original state. Nominal bore n.e. 300mm | Nr | 5 |  | 0
K651 | Allow for crossing existing boundary walls, including reinstatement to original state. Nominal bore n.e. 300mm | Nr | 3 |  | 0
K661 | Allow for crossing existing fences (chain link, barbed wire etc.), including reinstatement to original state. Nominal bore n.e. 300mm | Nr | 3 |  | 0
K671 | Allow for crossing existing drains and sewers, and reinstate these after construction of sewer has been completed. Pipe internal diameter n.e. 300mm | Nr | 5 |  | 0
K681.1 | Underground telephone and power cables crossing as may be encountered during construction or as directed by the Engineer (provisional). | Nr | 5 |  | 0
K681.2 | Allow for water main crossings including reinstatement to original state as may be encountered during construction or as directed by the Engineer (provisional). | Nr | 6 |  | 0
Method - Related Charges
K691 | Allow for any other Method Related charges the Tenderer feels may be required. These should be indicated below with pricing of each item | LS | 1 |  | 0
i)
ii)
Reinstatement
K731.2 | Breaking up, temporary and permanent reinstatement of murram road (for construction pipe bore n.e. 300 mm) with 300mm thick well graded stabilized gravel with 3% cement content base compacted in layers of 150mm thick using an 8-10 tonne roller to the satisfaction of the Engineer. Contractor to allow for provision of requisite diversion signage, controls and safety precautions in his rate. | m | 6 |  | 0
K732.1 | Provide all equipment and materials, micro-tunnel below road surface in common material (soil / murram) at depth n.e. 4m, including any requisite shoring and strutting during tunneling, provide and install Steel Pipe Sleeve (DN 350) as directed by the Engineer. All Works to be executed in close liaison with relevant road authorities. Rate to include facilitation for the same. The Bidder to submit Method Statement with Bid for execution of this Work. | m | 0 |  | 0
K732.2 | Extra over road crossing item K732.1 above for tunnelling in rock, all classes (provisional) | m3 | 0 |  | 0
K732.3 | Allow for any other Method Related charges the Tenderer feels may be required for the Micro-tunneling Works above. These should be indicated below with pricing of each item | LS | 1 |  | 0
i)
ii)
iii)
K741 | Ditto but on footpaths | m |  |  | 0
K752 | Allow for reinstatement of land along the sewer trench after completion of the Works to the satisfaction of the Engineer. | m | 585 |  | 0
CLASS L | PIPEWORK - SUPPORTS AND PROTECTION, ANCILLARIES TO LAYING AND EXCAVATION
Extra to excavation and backfilling for excavation in Rock
In pipe trenches
L111.1 | Excavation in rock Class A | m3 | 8.5462 |  | 0
L111.2 | Ditto- but rock Class B | m3 | 8.5462 |  | 0
L111.3 | Ditto- but rock Class C | m3 | 8.5462 |  | 0
TOTAL CARRIED FORWARD TO COLLECTION PAGE |  |  |  |  | 0
In Manholes
L121.1 | Excavation in rock Class A | m3 | 9.6145 |  | 0
L121.2 | Ditto- but rock Class B | m3 | 9.6145 |  | 0
L121.3 | Ditto- but rock Class C | m3 | 9.6145 |  | 0
Provide, place and compact selected excavated granular material surround compacted in 150mm layers to DWC Pipes pipe as shown on the drawings or as directed by the Engineer.
L522 | Diameter 200 - 300mm DWC sewers pipe | m | 146.25 |  | 0
| The rates entered against the items in this section shall include for breaking up, temporaty and permanent reinstatement of roads. |  |  | 0
L732 | Breaking up, temporary and permanent reinstatement of cabro/concrete pavement | m2 | 100 |  | 0
TOTAL CARRIED FORWARD TO COLLECTION PAGE |  |  |  |  | 0

## Bill 2.1.2 Collection Sheet.
PROPOSED LAST MILE CONNECTIVITY FOR MAUA SEWERAGE PROJECT
Collection Sheet Bill No. 2.1.1.1: Maua Girls Tertiary Line 1
Amount
Kshs.
| Page Total, Page 1 of 3 | 0
| Page Total, Page 2 of 3 | 0
| Page Total, Page 3 of 3 | 0
| Bill Total Carried to Grand Summary | 0

## Bill 2.1.3-Milimani tertiary
PROPOSED LAST MILE CONNECTIVITY FOR MAUA SEWERAGE PROJECT
BILL NO. 2.1.3 : Milimani flats Tertiary Line
| Description | Unit | Quantity | Rate (Kshs) | Amount (Kshs)
CLASS A | GENERAL ITEMS
Specified Requirements
Testing of works
Allow for water testing of sewers and manholes as specified including all requisite Materials, Personnel, Testing Equipment etc.
A260-1 | 200mm Diameter DWC SN 8 Sewer pipe | m | 305 | 0 | 0
A260-2 | 1050mm Diameter Precast Concrete Manholes | Nr | 7 | 0 | 0
| Temporary Works |  |  | 0
A271 | Allow for temporary works for diversion of traffic during construction of sewers across roads, including sign posting, liaison with Traffic Police Department, County Authority, etc. all to the satisfaction of the Engineer. Include provision for maintaining temporary vehicular access to individual plots at all times. | LS | 1 |  | 0
A277 | Allow for keeping trenches and other excavation free of water which may have entered through ground seepage, rain or by other means as directed by the Engineer. | LS | 1 |  | 0
CLASS D | DEMOLITION AND SITE CLEARANCE |  |  | 0
| The Employer has no available land to offer for dumping of spoil materials. Identification of and all accruing costs related to securing suitable area of land for dumping is the responsibility of the Contractor. Dumping and spreading is to be done in accordance with existing National Legislation and Local Authority's by-laws. The Contractor is deemed to have allowed for this aspect of Work in their excavation and cart away to tips rates. |  |  | 0
| General clearance |  |  | 0
D110 | Clear the site along the sewer line route of all bushes, scrubs and under growth; fell and remove trees of girth less or equal to 250mm. Remove all stumps and grub up all roots; take down and remove all huts, houses and buildings of any kind, fences and poles, scarify and remove all obstructions to the unimpeded execution of the works, all as specified and shown on the drawing. approved by the Engineer for the sewer lines their branch sewer lines. The width of site clearance should be as specified iby the site engineer | m3 | 1220 | 0 | 0
| Cut down trees, grub up roots and cart away debris to own spoil pit (Provisional) |  |  | 0
D210.1 | Small Trees with Girth over 250mm but n.e. 500m | Nr | 2 | 0 | 0
D210.2 | Small Trees with Girth over 500mm but n.e. 1000m | Nr | 1 | 0 | 0
D210.3 | Small Trees with Girth over 1000mm but n.e. 2000mm | Nr | 1 | 0 | 0
CLASS I | PIPEWORK - SEWERS |  |  | 0
Provide, lay, and joint SN 8 Double Wall Corrugated (DWC) Pipes sewers in standard lengths to correct alignment and invert levels. Rates to include for surveying and setting out, stripping top soil, excavation, shoring, disposal of excavated material, backfilling of pipe trenches thereafter and cementing of new pipes to new manholes along the sewer.
I522 | Pipe n.b: not exc. 200mm dia in trenches, n.e depth 1.5m | m | 83 | 0 | 0
I523 | Pipe n.b: not exc. 200mm dia in trenches, depth 1.5 - 2m | m | 136 | 0 | 0
I524 | Pipe n.b: not exc. 200mm dia in trenches, depth 2 - 2.5m | m | 0 | 0 | 0
I525 | Pipe n.b: not exc. 200mm dia in trenches, depth 2.5 - 3m | m | 16 | 0 | 0
I526 | Pipe n.b: not exc. 200mm dia in trenches, depth 3 - 3.5m | m | 38 | 0 | 0
I527 | Pipe n.b: not exc. 200mm dia in trenches, depth exceeeding 3.5m | m | 41 | 0 | 0
CLASS K | PIPEWORK - MANHOLES AND PIPEWORK ANCILLARIES
Provide all materials and construct 1050mm internal diameter Precast Concrete Ring Manholes / Reinforced concrete manholes as shown on drawings in the following depth ranges, complete with Heavy duty triangular manhole cover and step irons. Rates to include for excavation, preparation of surfaces, disposal of excavated materials, shoring, insitu concrete surround for rings and backfilling.
K151 | Manhole depth n.e 1.5m | Nr | 3 | 0 | 0
0
TOTAL CARRIED FORWARD TO COLLECTION PAGE |  |  |  |  | 0
K152 | Ditto but depth 1.5 - 2.0m | Nr | 1 | 0 | 0
K153 | Ditto but depth 2.0 - 2.5m | Nr | 0 | 0 | 0
K154 | Ditto but depth 2.5 - 3.0m | Nr | 0 | 0 | 0
K155 | Ditto but depth 3.0 - 3.5m | Nr | 2 | 0 | 0
K156 | Ditto but depth exceeding 3.5m | Nr | 1 | 0 | 0
K161 | Drop Manhole depth n.e 1.5m | Nr | 0 |  | 0
K162 | Ditto but depth 1.5 - 2.0m | Nr | 2 |  | 0
K163 | Ditto but depth 2.0 - 2.5m | Nr | 0 |  | 0
K164 | Ditto but depth 2.5 - 3.0m | Nr | 2 |  | 0
K165 | Ditto but depth 3.0 - 3.5m | Nr | 0 |  | 0
K166 | Ditto but depth exceeding 3.5m | Nr | 1 |  | 0
Crossings
K641 | Allow for crossing existing hedges, including reinstatement to original state. Nominal bore n.e. 300mm | Nr | 5 | 0 | 0
K651 | Allow for crossing existing boundary walls, including reinstatement to original state. Nominal bore n.e. 300mm | Nr | 3 | 0 | 0
K661 | Allow for crossing existing fences (chain link, barbed wire etc.), including reinstatement to original state. Nominal bore n.e. 300mm | Nr | 3 | 0 | 0
K671 | Allow for crossing existing drains and sewers, and reinstate these after construction of sewer has been completed. Pipe internal diameter n.e. 300mm | Nr | 5 | 0 | 0
K681.1 | Underground telephone and power cables crossing as may be encountered during construction or as directed by the Engineer (provisional). | Nr | 5 | 0 | 0
K681.2 | Allow for water main crossings including reinstatement to original state as may be encountered during construction or as directed by the Engineer (provisional). | Nr | 6 | 0 | 0
| Method - Related Charges |  |  | 0
K691 | Allow for any other Method Related charges the Tenderer feels may be required. These should be indicated below with pricing of each item | LS | 1 | 0 | 0
| i) |  |  | 0
| ii) |  |  | 0
| Reinstatement |  |  | 0
K731.2 | Breaking up, temporary and permanent reinstatement of murram road (for construction pipe bore n.e. 300 mm) with 300mm thick well graded stabilized gravel with 3% cement content base compacted in layers of 150mm thick using an 8-10 tonne roller to the satisfaction of the Engineer. Contractor to allow for provision of requisite diversion signage, controls and safety precautions in his rate. | m | 18 | 0 | 0
K732.1 | Provide all equipment and materials, micro-tunnel below road surface in common material (soil / murram) at depth n.e. 4m, including any requisite shoring and strutting during tunneling, provide and install Steel Pipe Sleeve (DN 350) as directed by the Engineer. All Works to be executed in close liaison with relevant road authorities. Rate to include facilitation for the same. The Bidder to submit Method Statement with Bid for execution of this Work. | m | 10 | 0 | 0
K732.2 | Extra over road crossing item K732.1 above for tunnelling in rock, all classes (provisional) | m3 | 4 | 0 | 0
K732.3 | Allow for any other Method Related charges the Tenderer feels may be required for the Micro-tunneling Works above. These should be indicated below with pricing of each item | LS | 1 | 0 | 0
| i) |  |  | 0
| ii) |  |  | 0
| iii) |  |  | 0
K741 | Ditto but on footpaths | m |  | 0 | 0
K752 | Allow for reinstatement of land along the sewer trench after completion of the Works to the satisfaction of the Engineer. | m | 305 | 0 | 0
CLASS L | PIPEWORK - SUPPORTS AND PROTECTION, ANCILLARIES TO LAYING AND EXCAVATION |  |  | 0
| Extra to excavation and backfilling for excavation in Rock |  |  | 0
| In pipe trenches |  |  | 0
L111.1 | Excavation in rock Class A | m3 | 3.519 | 0 | 0
L111.2 | Ditto- but rock Class B | m3 | 3.519 | 0 | 0
L111.3 | Ditto- but rock Class C | m3 | 3.519 | 0 | 0
0
TOTAL CARRIED FORWARD TO COLLECTION PAGE |  |  |  |  | 0
| In Manholes |  |  | 0
L121.1 | Excavation in rock Class A | m3 | 3.9589 | 0 | 0
L121.2 | Ditto- but rock Class B | m3 | 3.9589 | 0 | 0
L121.3 | Ditto- but rock Class C | m3 | 3.9589 | 0 | 0
| Provide, place and compact selected excavated granular material surround compacted in 150mm layers to DWC Pipes pipe as shown on the drawings or as directed by the Engineer. |  |  | 0
L522 | Diameter 200 - 300mm DWC sewers pipe | m | 76.25 | 0 | 0
| The rates entered against the items in this section shall include for breaking up, temporaty and permanent reinstatement of roads. |  |  | 0
L732 | Breaking up, temporary and permanent reinstatement of cabro/concrete pavement | m2 | 120 |  | 0
| The rates entered against the items in this section shall include for breaking up, temporaty and permanent reinstatement of roads. |  |  | 0
L732 | Breaking up, temporary and permanent reinstatement of cabro/concrete pavement | m2 | 60 |  | 0
TOTAL CARRIED FORWARD TO COLLECTION PAGE |  |  |  |  | 0

## Bill 2.1.3 Collection Sheet
PROPOSED LAST MILE CONNECTIVITY FOR MAUA SEWERAGE PROJECT
Collection Sheet Bill No. 2.1.3: Milimani Tertiary Sewer
Amount
Kshs.
| Page Total, Page 1 of 3 | 0
| Page Total, Page 2 of 3 | 0
| Page Total, Page 3 of 3 | 0
| Bill Total Carried to Grand Summary | 0

## Bill 2.1.4-Robins tertiary
PROPOSED LAST MILE CONNECTIVITY FOR MAUA SEWERAGE PROJECT
BILL NO. 2.1.4 : Robins Hospital tertiary sewer
| Description | Unit | Quantity | Rate (Kshs) | Amount (Kshs)
CLASS A | GENERAL ITEMS
Specified Requirements
Testing of works
Allow for water testing of sewers and manholes as specified including all requisite Materials, Personnel, Testing Equipment etc.
A260-1 | 200mm Diameter DWC SN 8 Sewer pipe | m | 960 | 0 | 0
A260-2 | 1050mm Diameter Precast Concrete Manholes | Nr | 50 | 0 | 0
| Temporary Works |  |  | 0
A271 | Allow for temporary works for diversion of traffic during construction of sewers across roads, including sign posting, liaison with Traffic Police Department, County Authority, etc. all to the satisfaction of the Engineer. Include provision for maintaining temporary vehicular access to individual plots at all times. | LS | 1 |  | 0
A277 | Allow for keeping trenches and other excavation free of water which may have entered through ground seepage, rain or by other means as directed by the Engineer. | LS | 1 |  | 0
CLASS D | DEMOLITION AND SITE CLEARANCE |  |  | 0
| The Employer has no available land to offer for dumping of spoil materials. Identification of and all accruing costs related to securing suitable area of land for dumping is the responsibility of the Contractor. Dumping and spreading is to be done in accordance with existing National Legislation and Local Authority's by-laws. The Contractor is deemed to have allowed for this aspect of Work in their excavation and cart away to tips rates. |  |  | 0
| General clearance |  |  | 0
D110 | Clear the site along the sewer line route of all bushes, scrubs and under growth; fell and remove trees of girth less or equal to 250mm. Remove all stumps and grub up all roots; take down and remove all huts, houses and buildings of any kind, fences and poles, scarify and remove all obstructions to the unimpeded execution of the works, all as specified and shown on the drawing. approved by the Engineer for the sewer lines their branch sewer lines. The width of site clearance should be as specified iby the site engineer | m3 | 3840 | 0 | 0
| Cut down trees, grub up roots and cart away debris to own spoil pit (Provisional) |  |  | 0
D210.1 | Small Trees with Girth over 250mm but n.e. 500m | Nr | 0 | 0 | 0
D210.2 | Small Trees with Girth over 500mm but n.e. 1000m | Nr | 0 | 0 | 0
D210.3 | Small Trees with Girth over 1000mm but n.e. 2000mm | Nr | 0 | 0 | 0
CLASS I | PIPEWORK - SEWERS
Provide, lay, and joint SN 8 Double Wall Corrugated (DWC) Pipes sewers in standard lengths to correct alignment and invert levels. Rates to include for surveying and setting out, stripping top soil, excavation, shoring, disposal of excavated material, backfilling of pipe trenches thereafter and cementing of new pipes to new manholes along the sewer.
I522 | Pipe n.b: not exc. 200mm dia in trenches, n.e depth 1.5m | m | 600 | 0 | 0
I523 | Pipe n.b: not exc. 200mm dia in trenches, depth 1.5 - 2m | m | 260 | 0 | 0
I524 | Pipe n.b: not exc. 200mm dia in trenches, depth 2 - 2.5m | m | 100 | 0 | 0
I525 | Pipe n.b: not exc. 200mm dia in trenches, depth exceeding 3m | m | 0 |  | 0
CLASS K | PIPEWORK - MANHOLES AND PIPEWORK ANCILLARIES
Provide all materials and construct 1050mm internal diameter Precast Concrete Ring Manholes / Reinforced concrete manholes as shown on drawings in the following depth ranges, complete with Heavy duty triangular manhole cover and step irons. Rates to include for excavation, preparation of surfaces, disposal of excavated materials, shoring, insitu concrete surround for rings and backfilling.
K151 | Manhole depth n.e 1.5m | Nr | 40 | 0 | 0
0
TOTAL CARRIED FORWARD TO COLLECTION PAGE |  |  |  |  | 0
K161 | Drop Manhole depth n.e 1.5m | Nr | 4 |  | 0
K162 | Ditto but depth 1.5 - 2.0m | Nr | 5 |  | 0
K163 | Ditto but depth 2.0 - 2.5m | Nr | 1 |  | 0
Crossings
K641 | Allow for crossing existing hedges, including reinstatement to original state. Nominal bore n.e. 300mm | Nr | 5 | 0 | 0
K651 | Allow for crossing existing boundary walls, including reinstatement to original state. Nominal bore n.e. 300mm | Nr | 3 | 0 | 0
K661 | Allow for crossing existing fences (chain link, barbed wire etc.), including reinstatement to original state. Nominal bore n.e. 300mm | Nr | 3 | 0 | 0
K671 | Allow for crossing existing drains and sewers, and reinstate these after construction of sewer has been completed. Pipe internal diameter n.e. 300mm | Nr | 5 | 0 | 0
K681.1 | Underground telephone and power cables crossing as may be encountered during construction or as directed by the Engineer (provisional). | Nr | 5 | 0 | 0
K681.2 | Allow for water main crossings including reinstatement to original state as may be encountered during construction or as directed by the Engineer (provisional). | Nr | 6 | 0 | 0
| Method - Related Charges |  |  | 0
K691 | Allow for any other Method Related charges the Tenderer feels may be required. These should be indicated below with pricing of each item | LS | 1 | 0 | 0
| i) |  |  | 0
| ii) |  |  | 0
| Reinstatement |  |  | 0
K731.2 | Breaking up, temporary and permanent reinstatement of murram road (for construction pipe bore n.e. 300 mm) with 300mm thick well graded stabilized gravel with 3% cement content base compacted in layers of 150mm thick using an 8-10 tonne roller to the satisfaction of the Engineer. Contractor to allow for provision of requisite diversion signage, controls and safety precautions in his rate. | m | 12 | 0 | 0
K732.1 | Provide all equipment and materials, micro-tunnel below road surface in common material (soil / murram) at depth n.e. 4m, including any requisite shoring and strutting during tunneling, provide and install Steel Pipe Sleeve (DN 350) as directed by the Engineer. All Works to be executed in close liaison with relevant road authorities. Rate to include facilitation for the same. The Bidder to submit Method Statement with Bid for execution of this Work. | m | 20 | 0 | 0
K732.2 | Extra over road crossing item K732.1 above for tunnelling in rock, all classes (provisional) | m3 | 8 | 0 | 0
K732.3 | Allow for any other Method Related charges the Tenderer feels may be required for the Micro-tunneling Works above. These should be indicated below with pricing of each item | LS | 1 | 0 | 0
| i) |  |  | 0
| ii) |  |  | 0
| iii) |  |  | 0
K741 | Ditto but on footpaths | m | 20 | 0 | 0
K752 | Allow for reinstatement of land along the sewer trench after completion of the Works to the satisfaction of the Engineer. | m | 960 | 0 | 0
CLASS L | PIPEWORK - SUPPORTS AND PROTECTION, ANCILLARIES TO LAYING AND EXCAVATION |  |  | 0
| Extra to excavation and backfilling for excavation in Rock |  |  | 0
| In pipe trenches |  |  | 0
L111.1 | Excavation in rock Class A | m3 | 25.136 | 0 | 0
L111.2 | Ditto- but rock Class B | m3 | 25.136 | 0 | 0
L111.3 | Ditto- but rock Class C | m3 | 25.136 | 0 | 0
0
TOTAL CARRIED FORWARD TO COLLECTION PAGE |  |  |  | 0 | 0
| In Manholes |  |  | 0
L121.1 | Excavation in rock Class A | m3 | 28.278 | 0 | 0
L121.2 | Ditto- but rock Class B | m3 | 28.278 | 0 | 0
L121.3 | Ditto- but rock Class C | m3 | 28.278 | 0 | 0
| Provide, place and compact selected excavated granular material surround compacted in 150mm layers to DWC Pipes pipe as shown on the drawings or as directed by the Engineer. |  |  | 0
L522 | Diameter 200 - 300mm DWC sewers pipe | m | 240 | 0 | 0
The rates entered against the items in this section shall include for breaking up, temporaty and permanent reinstatement of roads.
L732 | Breaking up, temporary and permanent reinstatement of cabro pavement | m2 | 120 |  | 0
TOTAL CARRIED FORWARD TO COLLECTION PAGE |  |  |  |  | 0

## Bill 2.1.4 Collection Sheet
PROPOSED LAST MILE CONNECTIVITY FOR MAUA SEWERAGE PROJECT
Collection Sheet Bill No. 2.1.4: Robins Hospital Tertiary Sewer
Amount
Kshs.
| Page Total, Page 1 of 3 | 0
| Page Total, Page 2 of 3 | 0
| Page Total, Page 3 of 3 | 0
| Bill Total Carried to Grand Summary | 0

## Bill 2.2-equity tert Sewer
PROPOSED LAST MILE CONNECTIVITY FOR MAUA SEWERAGE PROJECT
BILL NO. 2.2 : Equity Bank tertiary line
| Description | Unit | Quantity | Rate (Kshs) | Amount (Kshs)
CLASS A | GENERAL ITEMS
Specified Requirements
Testing of works
Allow for water testing of sewers and manholes as specified including all requisite Materials, Personnel, Testing Equipment etc.
A260-1 | 200mm Diameter DWC SN 8 Sewer pipe | m | 570 | 0 | 0
A260-2 | 1050mm Diameter Precast Concrete Manholes | Nr | 19 | 0 | 0
| Temporary Works |  |  | 0
A271 | Allow for temporary works for diversion of traffic during construction of sewers across roads, including sign posting, liaison with Traffic Police Department, County Authority, etc. all to the satisfaction of the Engineer. Include provision for maintaining temporary vehicular access to individual plots at all times. | LS | 1 |  | 0
A277 | Allow for keeping trenches and other excavation free of water which may have entered through ground seepage, rain or by other means as directed by the Engineer. | LS | 1 |  | 0
CLASS D | DEMOLITION AND SITE CLEARANCE |  |  | 0
| The Employer has no available land to offer for dumping of spoil materials. Identification of and all accruing costs related to securing suitable area of land for dumping is the responsibility of the Contractor. Dumping and spreading is to be done in accordance with existing National Legislation and Local Authority's by-laws. The Contractor is deemed to have allowed for this aspect of Work in their excavation and cart away to tips rates. |  |  | 0
| General clearance |  |  | 0
D110 | Clear the site along the sewer line route of all bushes, scrubs and under growth; fell and remove trees of girth less or equal to 250mm. Remove all stumps and grub up all roots; take down and remove all huts, houses and buildings of any kind, fences and poles, scarify and remove all obstructions to the unimpeded execution of the works, all as specified and shown on the drawing. approved by the Engineer for the sewer lines their branch sewer lines. The width of site clearance should be as specified iby the site engineer | m3 | 2280 | 0 | 0
| Cut down trees, grub up roots and cart away debris to own spoil pit (Provisional) |  |  | 0
D210.1 | Small Trees with Girth over 250mm but n.e. 500m | Nr | 0 | 0 | 0
D210.2 | Small Trees with Girth over 500mm but n.e. 1000m | Nr | 0 | 0 | 0
D210.3 | Small Trees with Girth over 1000mm but n.e. 2000mm | Nr | 0 | 0 | 0
CLASS I | PIPEWORK - SEWERS |  |  | 0
| Provide, lay, and joint SN 8 Double Wall Corrugated (DWC) Pipes sewers in standard lengths to correct alignment and invert levels. Rates to include for surveying and setting out, stripping top soil, excavation, shoring, disposal of excavated material, backfilling of pipe trenches thereafter and cementing of new pipes to new manholes along the sewer. |  |  | 0
I522 | Pipe n.b: not exc. 200mm dia in trenches, n.e depth 1.5m | m | 362 | 0 | 0
I523 | Pipe n.b: not exc. 200mm dia in trenches, depth 1.5 - 2m | m | 117 | 0 | 0
I524 | Pipe n.b: not exc. 200mm dia in trenches, depth 2 - 2.5m | m | 27 | 0 | 0
I525 | Pipe n.b: not exc. 200mm dia in trenches, depth 2.5 - 3m | m | 30 | 0 | 0
I526 | Pipe n.b: not exc. 200mm dia in trenches, depth 3 - 3.5m | m | 0 | 0 | 0
I527 | Pipe n.b: not exc. 200mm dia in trenches, 3.5 - 4m | m | 0 | 0 | 0
I528 | Pipe n.b: not exc. 200mm dia in trenches, depth exceeding 4m | m | 45 | 0 | 0
CLASS K | PIPEWORK - MANHOLES AND PIPEWORK ANCILLARIES |  |  | 0
| Provide all materials and construct 1050mm internal diameter Precast Concrete Ring Manholes / Reinforced concrete manholes as shown on drawings in the following depth ranges, complete with Heavy duty triangular manhole cover and step irons. Rates to include for excavation, preparation of surfaces, disposal of excavated materials, shoring, insitu concrete surround for rings and backfilling. |  |  | 0
K151 | Manhole depth n.e 1.5m | Nr | 14 | 0 | 0
0
TOTAL CARRIED FORWARD TO COLLECTION PAGE |  |  |  |  | 0
K152 | Ditto but depth 1.5 - 2.0m | Nr | 4 | 0 | 0
K155 | Ditto but depth 3.0 - 3.5m | Nr | 0 | 0 | 0
K156 | Ditto but depth 3.5 - 4.0m | Nr | 0 | 0 | 0
K157 | Ditto but depth exceeding 4.0m | Nr | 1 | 0 | 0
K161 | Drop Manhole depth n.e 1.5m | Nr | 0 |  | 0
K162 | Ditto but depth 1.5 - 2.0m | Nr | 0 |  | 0
K163 | Ditto but depth 2.0 - 2.5m | Nr | 1 |  | 0
K164 | Ditto but depth 2.5 - 3.0m | Nr | 1 |  | 0
| Crossings |  |  | 0
K641 | Allow for crossing existing hedges, including reinstatement to original state. Nominal bore n.e. 300mm | Nr | 5 | 0 | 0
K651 | Allow for crossing existing boundary walls, including reinstatement to original state. Nominal bore n.e. 300mm | Nr | 3 | 0 | 0
K661 | Allow for crossing existing fences (chain link, barbed wire etc.), including reinstatement to original state. Nominal bore n.e. 300mm | Nr | 3 | 0 | 0
K671 | Allow for crossing existing drains and sewers, and reinstate these after construction of sewer has been completed. Pipe internal diameter n.e. 300mm | Nr | 5 | 0 | 0
K681.1 | Underground telephone and power cables crossing as may be encountered during construction or as directed by the Engineer (provisional). | Nr | 5 | 0 | 0
K681.2 | Allow for water main crossings including reinstatement to original state as may be encountered during construction or as directed by the Engineer (provisional). | Nr | 6 | 0 | 0
| Method - Related Charges |  |  | 0
K691 | Allow for any other Method Related charges the Tenderer feels may be required. These should be indicated below with pricing of each item | LS | 1 | 0 | 0
| i) |  |  | 0
| ii) |  |  | 0
| Reinstatement |  |  | 0
K731.2 | Breaking up, temporary and permanent reinstatement of murram road (for construction pipe bore n.e. 300 mm) with 300mm thick well graded stabilized gravel with 3% cement content base compacted in layers of 150mm thick using an 8-10 tonne roller to the satisfaction of the Engineer. Contractor to allow for provision of requisite diversion signage, controls and safety precautions in his rate. | m | 6 | 0 | 0
K732.1 | Provide all equipment and materials, micro-tunnel below road surface in common material (soil / murram) at depth n.e. 3m, including any requisite shoring and strutting during tunneling, provide and install Steel Pipe Sleeves (DN 300 - 450) as directed by the Engineer. All Works to be executed in close liaison with relevant road authorities. Rate to include facilitation for the same. The Bidder to submit Method Statement with Bid for execution of this Work. | m | 20 | 0 | 0
K732.2 | Extra over road crossing item K732.1 above for tunnelling in rock, all classes (provisional) | m3 | 8 | 0 | 0
K732.3 | Allow for any other Method Related charges the Tenderer feels may be required for the Micro-tunneling Works above. These should be indicated below with pricing of each item | LS | 1 | 0 | 0
| i) |  |  | 0
| ii) |  |  | 0
| iii) |  |  | 0
K741 | Ditto but on footpaths | m | 50 | 0 | 0
K752 | Allow for reinstatement of land along the sewer trench after completion of the Works to the satisfaction of the Engineer. | m | 570 | 0 | 0
CLASS L | PIPEWORK - SUPPORTS AND PROTECTION, ANCILLARIES TO LAYING AND EXCAVATION |  |  | 0
| Extra to excavation and backfilling for excavation in Rock |  |  | 0
| In pipe trenches |  |  | 0
L111.1 | Excavation in rock Class A | m3 | 14.0762 | 0 | 0
L111.2 | Ditto- but rock Class B | m3 | 14.0762 | 0 | 0
L111.3 | Ditto- but rock Class C | m3 | 14.0762 | 0 | 0
0
TOTAL CARRIED FORWARD TO COLLECTION PAGE |  |  |  | 0 | 0
| In Manholes |  |  | 0
L121.1 | Excavation in rock Class A | m3 | 10.7456 | 0 | 0
L121.2 | Ditto- but rock Class B | m3 | 10.7456 | 0 | 0
L121.3 | Ditto- but rock Class C | m3 | 10.7456 | 0 | 0
| Provide, place and compact selected excavated granular material surround compacted in 150mm layers to DWC Pipes pipe as shown on the drawings or as directed by the Engineer. |  |  | 0
L522 | Diameter 200 - 300mm DWC sewers pipe | m | 142.5 | 0 | 0
| The rates entered against the items in this section shall include for breaking up, temporaty and permanent reinstatement. |  |  | 0
L732 | Breaking up, temporary and permanent reinstatement of cabro pavement | m2 | 200 |  | 0
TOTAL CARRIED FORWARD TO COLLECTION PAGE |  |  |  |  | 0

## Bill 2.2 Collection Sheet
PROPOSED LAST MILE CONNECTIVITY FOR MAUA SEWERAGE PROJECT
Collection Sheet Bill No. 2.2: Equity bank Tertiary Sewer
Amount
Kshs.
| Page Total, Page 1 of 3 | 0
| Page Total, Page 2 of 3 | 0
| Page Total, Page 3 of 3 | 0
| Bill Total Carried to Grand Summary | 0

## Bill 2.3 Bei Sawa Line
PROPOSED LAST MILE CONNECTIVITY FOR MAUA SEWERAGE PROJECT
BILL NO. 2.2.1 : Bei Sawa tertiary line
| Description | Unit | Quantity | Rate (Kshs) | Amount (Kshs)
CLASS A | GENERAL ITEMS
Specified Requirements
Testing of works
Allow for water testing of sewers and manholes as specified including all requisite Materials, Personnel, Testing Equipment etc.
A260-1 | 200mm Diameter DWC SN 8 Sewer pipe | m | 348 | 0 | 0
A260-2 | 1050mm Diameter Precast Concrete Manholes | Nr | 10 | 0 | 0
| Temporary Works |  |  | 0
A271 | Allow for temporary works for diversion of traffic during construction of sewers across roads, including sign posting, liaison with Traffic Police Department, County Authority, etc. all to the satisfaction of the Engineer. Include provision for maintaining temporary vehicular access to individual plots at all times. | LS | 1 |  | 0
A277 | Allow for keeping trenches and other excavation free of water which may have entered through ground seepage, rain or by other means as directed by the Engineer. | LS | 1 |  | 0
CLASS D | DEMOLITION AND SITE CLEARANCE |  |  | 0
| The Employer has no available land to offer for dumping of spoil materials. Identification of and all accruing costs related to securing suitable area of land for dumping is the responsibility of the Contractor. Dumping and spreading is to be done in accordance with existing National Legislation and Local Authority's by-laws. The Contractor is deemed to have allowed for this aspect of Work in their excavation and cart away to tips rates. |  |  | 0
| General clearance |  |  | 0
D110 | Clear the site along the sewer line route of all bushes, scrubs and under growth; fell and remove trees of girth less or equal to 250mm. Remove all stumps and grub up all roots; take down and remove all huts, houses and buildings of any kind, fences and poles, scarify and remove all obstructions to the unimpeded execution of the works, all as specified and shown on the drawing. approved by the Engineer for the sewer lines their branch sewer lines. The width of site clearance should be as specified iby the site engineer | m3 | 1392 | 0 | 0
| Cut down trees, grub up roots and cart away debris to own spoil pit (Provisional) |  |  | 0
D210.1 | Small Trees with Girth over 250mm but n.e. 500m | Nr | 0 | 0 | 0
D210.2 | Small Trees with Girth over 500mm but n.e. 1000m | Nr | 0 | 0 | 0
D210.3 | Small Trees with Girth over 1000mm but n.e. 2000mm | Nr | 0 | 0 | 0
CLASS I | PIPEWORK - SEWERS |  |  | 0
| Provide, lay, and joint SN 8 Double Wall Corrugated (DWC) Pipes sewers in standard lengths to correct alignment and invert levels. Rates to include for surveying and setting out, stripping top soil, excavation, shoring, disposal of excavated material, backfilling of pipe trenches thereafter and cementing of new pipes to new manholes along the sewer. |  |  | 0
I522 | Pipe n.b: not exc. 200mm dia in trenches, n.e depth 1.5m | m | 126 | 0 | 0
I523 | Pipe n.b: not exc. 200mm dia in trenches, depth 1.5 - 2m | m | 143 | 0 | 0
I524 | Pipe n.b: not exc. 200mm dia in trenches, depth 2 - 2.5m | m | 0 | 0 | 0
I525 | Pipe n.b: not exc. 200mm dia in trenches, depth 2.5 - 3m | m | 13 | 0 | 0
I526 | Pipe n.b: not exc. 200mm dia in trenches, depth 3 - 3.5m | m | 33 | 0 | 0
I527 | Pipe n.b: not exc. 200mm dia in trenches, 3.5 - 4m | m | 0 | 0 | 0
I528 | Pipe n.b: not exc. 200mm dia in trenches, depth exceeding 4m | m | 33 | 0 | 0
CLASS K | PIPEWORK - MANHOLES AND PIPEWORK ANCILLARIES |  |  | 0
| Provide all materials and construct 1050mm internal diameter Precast Concrete Ring Manholes / Reinforced concrete manholes as shown on drawings in the following depth ranges, complete with Heavy duty triangular manhole cover and step irons. Rates to include for excavation, preparation of surfaces, disposal of excavated materials, shoring, insitu concrete surround for rings and backfilling. |  |  | 0
K151 | Manhole depth n.e 1.5m | Nr | 3 | 0 | 0
0
TOTAL CARRIED FORWARD TO COLLECTION PAGE |  |  |  |  | 0
K152 | Ditto but depth 1.5 - 2.0m | Nr | 3 | 0 | 0
K153 | Ditto but depth 2.0 - 2.5m | Nr | 0 | 0 | 0
K154 | Ditto but depth 2.5 - 3.0m | Nr | 0 | 0 | 0
K155 | Ditto but depth 3.0 - 3.5m | Nr | 1 | 0 | 0
K156 | Ditto but depth 3.5 - 4.0m | Nr | 0 | 0 | 0
K157 | Ditto but depth exceeding 4.0m | Nr | 1 | 0 | 0
K161 | Drop Manhole depth n.e 1.5m | Nr | 0 |  | 0
K162 | Ditto but depth 1.5 - 2.0m | Nr | 0 |  | 0
K163 | Ditto but depth 2.0 - 2.5m | Nr | 2 |  | 0
K164 | Ditto but depth 2.5 - 3.0m | Nr | 1 |  | 0
K165 | Ditto but depth 3.0 - 3.5m | Nr | 0 |  | 0
K167 | Ditto but depth exceeding 4m | Nr | 1 |  | 0
| Crossings |  |  | 0
K641 | Allow for crossing existing hedges, including reinstatement to original state. Nominal bore n.e. 300mm | Nr | 5 | 0 | 0
K651 | Allow for crossing existing boundary walls, including reinstatement to original state. Nominal bore n.e. 300mm | Nr | 3 | 0 | 0
K661 | Allow for crossing existing fences (chain link, barbed wire etc.), including reinstatement to original state. Nominal bore n.e. 300mm | Nr | 3 | 0 | 0
K671 | Allow for crossing existing drains and sewers, and reinstate these after construction of sewer has been completed. Pipe internal diameter n.e. 300mm | Nr | 5 | 0 | 0
K681.1 | Underground telephone and power cables crossing as may be encountered during construction or as directed by the Engineer (provisional). | Nr | 5 | 0 | 0
K681.2 | Allow for water main crossings including reinstatement to original state as may be encountered during construction or as directed by the Engineer (provisional). | Nr | 6 | 0 | 0
| Method - Related Charges |  |  | 0
K691 | Allow for any other Method Related charges the Tenderer feels may be required. These should be indicated below with pricing of each item | LS | 1 | 0 | 0
| i) |  |  | 0
| ii) |  |  | 0
| Reinstatement |  |  | 0
K731.2 | Breaking up, temporary and permanent reinstatement of murram road (for construction pipe bore n.e. 300 mm) with 300mm thick well graded stabilized gravel with 3% cement content base compacted in layers of 150mm thick using an 8-10 tonne roller to the satisfaction of the Engineer. Contractor to allow for provision of requisite diversion signage, controls and safety precautions in his rate. | m | 12 | 0 | 0
K732.1 | Provide all equipment and materials, micro-tunnel below road surface in common material (soil / murram) at depth n.e. 3m, including any requisite shoring and strutting during tunneling, provide and install Steel Pipe Sleeves (DN 300 - 450) as directed by the Engineer. All Works to be executed in close liaison with relevant road authorities. Rate to include facilitation for the same. The Bidder to submit Method Statement with Bid for execution of this Work. | m | 20 | 0 | 0
K732.2 | Extra over road crossing item K732.1 above for tunnelling in rock, all classes (provisional) | m3 | 8 | 0 | 0
K732.3 | Allow for any other Method Related charges the Tenderer feels may be required for the Micro-tunneling Works above. These should be indicated below with pricing of each item | LS | 1 | 0 | 0
| i) |  |  | 0
| ii) |  |  | 0
| iii) |  |  | 0
K741 | Ditto but on footpaths | m | 10 | 0 | 0
K752 | Allow for reinstatement of land along the sewer trench after completion of the Works to the satisfaction of the Engineer. | m | 348 | 0 | 0
CLASS L | PIPEWORK - SUPPORTS AND PROTECTION, ANCILLARIES TO LAYING AND EXCAVATION |  |  | 0
| Extra to excavation and backfilling for excavation in Rock |  |  | 0
| In pipe trenches |  |  | 0
L111.1 | Excavation in rock Class A | m3 | 14.0762 | 0 | 0
L111.2 | Ditto- but rock Class B | m3 | 14.0762 | 0 | 0
L111.3 | Ditto- but rock Class C | m3 | 14.0762 | 0 | 0
0
TOTAL CARRIED FORWARD TO COLLECTION PAGE |  |  |  |  | 0
| In Manholes |  |  | 0
L121.1 | Excavation in rock Class A | m3 | 5.6556 | 0 | 0
L121.2 | Ditto- but rock Class B | m3 | 5.6556 | 0 | 0
L121.3 | Ditto- but rock Class C | m3 | 5.6556 | 0 | 0
| Provide, place and compact selected excavated granular material surround compacted in 150mm layers to DWC Pipes pipe as shown on the drawings or as directed by the Engineer. |  |  | 0
L522 | Diameter 200 - 300mm DWC sewers pipe | m | 87 | 0 | 0
| The rates entered against the items in this section shall include for breaking up, temporaty and permanent reinstatement. |  |  | 0
L732 | Breaking up, temporary and permanent reinstatement of cabro pavement | m2 | 200 |  | 0
TOTAL CARRIED FORWARD TO COLLECTION PAGE |  |  |  |  | 0

## Bill 2.3 Collection Sheet
PROPOSED LAST MILE CONNECTIVITY FOR MAUA SEWERAGE PROJECT
Collection Sheet Bill No. 2.2.1: Bei Sawa Tertiary Sewer
Amount
Kshs.
| Page Total, Page 1 of 3 | 0
| Page Total, Page 2 of 3 | 0
| Page Total, Page 3 of 3 | 0
| Bill Total Carried to Grand Summary | 0

## Bill 2.4-Nyambene Hospital
PROPOSED LAST MILE CONNECTIVITY FOR MAUA SEWERAGE PROJECT
BILL NO. 2.2.2 : Nyambene Hospital tertiary
| Description | Unit | Quantity | Rate (Kshs) | Amount (Kshs)
CLASS A | GENERAL ITEMS
Specified Requirements
Testing of works
Allow for water testing of sewers and manholes as specified including all requisite Materials, Personnel, Testing Equipment etc.
A260-1 | 200mm Diameter DWC SN 8 Sewer pipe | m | 530 | 0 | 0
A260-2 | 1050mm Diameter Precast Concrete Manholes | Nr | 16 | 0 | 0
| Temporary Works |  |  | 0
A271 | Allow for temporary works for diversion of traffic during construction of sewers across roads, including sign posting, liaison with Traffic Police Department, County Authority, etc. all to the satisfaction of the Engineer. Include provision for maintaining temporary vehicular access to individual plots at all times. | LS | 1 |  | 0
A277 | Allow for keeping trenches and other excavation free of water which may have entered through ground seepage, rain or by other means as directed by the Engineer. | LS | 1 |  | 0
CLASS D | DEMOLITION AND SITE CLEARANCE |  |  | 0
| The Employer has no available land to offer for dumping of spoil materials. Identification of and all accruing costs related to securing suitable area of land for dumping is the responsibility of the Contractor. Dumping and spreading is to be done in accordance with existing National Legislation and Local Authority's by-laws. The Contractor is deemed to have allowed for this aspect of Work in their excavation and cart away to tips rates. |  |  | 0
| General clearance |  |  | 0
D110 | Clear the site along the sewer line route of all bushes, scrubs and under growth; fell and remove trees of girth less or equal to 250mm. Remove all stumps and grub up all roots; take down and remove all huts, houses and buildings of any kind, fences and poles, scarify and remove all obstructions to the unimpeded execution of the works, all as specified and shown on the drawing. approved by the Engineer for the sewer lines their branch sewer lines. The width of site clearance should be as directed by site engineer | m3 | 2120 | 0 | 0
| Cut down trees, grub up roots and cart away debris to own spoil pit (Provisional) |  |  | 0
D210.1 | Small Trees with Girth over 250mm but n.e. 500m | Nr | 2 | 0 | 0
D210.2 | Small Trees with Girth over 500mm but n.e. 1000m | Nr | 1 | 0 | 0
D210.3 | Small Trees with Girth over 1000mm but n.e. 2000mm | Nr | 1 | 0 | 0
CLASS I | PIPEWORK - SEWERS |  |  | 0
| Provide, lay, and joint SN 8 Double Wall Corrugated (DWC) Pipes sewers in standard lengths to correct alignment and invert levels. Rates to include for surveying and setting out, stripping top soil, excavation, shoring, disposal of excavated material, backfilling of pipe trenches thereafter and cementing of new pipes to new manholes along the sewer. |  |  | 0
I522 | Pipe n.b: not exc. 200mm dia in trenches, n.e depth 1.5m | m | 120 | 0 | 0
I523 | Pipe n.b: not exc. 200mm dia in trenches, depth 1.5 - 2m | m | 30 | 0 | 0
I524 | Pipe n.b: not exc. 200mm dia in trenches, depth 2 - 2.5m | m | 88 | 0 | 0
I525 | Pipe n.b: not exc. 200mm dia in trenches, depth 2.5 - 3m | m | 86 | 0 | 0
I526 | Pipe n.b: not exc. 200mm dia in trenches, depth 3 - 3.5m | m | 0 | 0 | 0
I527 | Pipe n.b: not exc. 200mm dia in trenches, 3.5 - 4m | m | 40 | 0 | 0
I528 | Pipe n.b: not exc. 200mm dia in trenches, depth exceeding 4m | m | 166 | 0 | 0
CLASS K | PIPEWORK - MANHOLES AND PIPEWORK ANCILLARIES |  |  | 0
| Provide all materials and construct 1050mm internal diameter Precast Concrete Ring Manholes / Reinforced concrete manholes as shown on drawings in the following depth ranges, complete with Heavy duty triangular manhole cover and step irons. Rates to include for excavation, preparation of surfaces, disposal of excavated materials, shoring, insitu concrete surround for rings and backfilling. |  |  | 0
K151 | Manhole depth n.e 1.5m | Nr | 1 | 0 | 0
0
TOTAL CARRIED FORWARD TO COLLECTION PAGE |  |  |  |  | 0
K152 | Ditto but depth 1.5 - 2.0m | Nr | 1 | 0 | 0
K153 | Ditto but depth 2.0 - 2.5m | Nr | 3 | 0 | 0
K154 | Ditto but depth 2.5 - 3.0m | Nr | 2 | 0 | 0
K155 | Ditto but depth 3.0 - 3.5m | Nr | 0 | 0 | 0
K156 | Ditto but depth 3.5 - 4.0m | Nr | 1 | 0 | 0
K157 | Ditto but depth exceeding 4.0m | Nr | 2 | 0 | 0
K161 | Drop Manhole depth n.e 1.5m | Nr | 3 |  | 0
K162 | Ditto but depth 1.5 - 2.0m | Nr | 2 |  | 0
K163 | Ditto but depth 2.0 - 2.5m | Nr | 1 |  | 0
K164 | Ditto but depth 2.5 - 3.0m | Nr | 2 |  | 0
K165 | Ditto but depth 3.0 - 3.5m | Nr | 0 |  | 0
K167 | Ditto but depth exceeding 4m | Nr | 2 |  | 0
| Crossings |  |  | 0
K641 | Allow for crossing existing hedges, including reinstatement to original state. Nominal bore n.e. 300mm | Nr | 5 | 0 | 0
K651 | Allow for crossing existing boundary walls, including reinstatement to original state. Nominal bore n.e. 300mm | Nr | 3 | 0 | 0
K661 | Allow for crossing existing fences (chain link, barbed wire etc.), including reinstatement to original state. Nominal bore n.e. 300mm | Nr | 3 | 0 | 0
K671 | Allow for crossing existing drains and sewers, and reinstate these after construction of sewer has been completed. Pipe internal diameter n.e. 300mm | Nr | 5 | 0 | 0
K681.1 | Underground telephone and power cables crossing as may be encountered during construction or as directed by the Engineer (provisional). | Nr | 5 | 0 | 0
K681.2 | Allow for water main crossings including reinstatement to original state as may be encountered during construction or as directed by the Engineer (provisional). | Nr | 6 | 0 | 0
| Method - Related Charges |  |  | 0
K691 | Allow for any other Method Related charges the Tenderer feels may be required. These should be indicated below with pricing of each item | LS | 1 | 0 | 0
| i) |  |  | 0
| ii) |  |  | 0
| Reinstatement |  |  | 0
K731.2 | Breaking up, temporary and permanent reinstatement of murram road (for construction pipe bore n.e. 300 mm) with 300mm thick well graded stabilized gravel with 3% cement content base compacted in layers of 150mm thick using an 8-10 tonne roller to the satisfaction of the Engineer. Contractor to allow for provision of requisite diversion signage, controls and safety precautions in his rate. | m | 12 | 0 | 0
K732.1 | Provide all equipment and materials, micro-tunnel below road surface in common material (soil / murram) at depth n.e. 3m, including any requisite shoring and strutting during tunneling, provide and install Steel Pipe Sleeves (DN 300 - 450) as directed by the Engineer. All Works to be executed in close liaison with relevant road authorities. Rate to include facilitation for the same. The Bidder to submit Method Statement with Bid for execution of this Work. | m | 20 | 0 | 0
K732.2 | Extra over road crossing item K732.1 above for tunnelling in rock, all classes (provisional) | m3 | 8 | 0 | 0
K732.3 | Allow for any other Method Related charges the Tenderer feels may be required for the Micro-tunneling Works above. These should be indicated below with pricing of each item | LS | 1 | 0 | 0
| i) |  |  | 0
| ii) |  |  | 0
| iii) |  |  | 0
K741 | Ditto but on footpaths | m | 40 | 0 | 0
K752 | Allow for reinstatement of land along the sewer trench after completion of the Works to the satisfaction of the Engineer. | m | 530 | 0 | 0
CLASS L | PIPEWORK - SUPPORTS AND PROTECTION, ANCILLARIES TO LAYING AND EXCAVATION |  |  | 0
| Extra to excavation and backfilling for excavation in Rock |  |  | 0
| In pipe trenches |  |  | 0
L111.1 | Excavation in rock Class A | m3 | 120.6528 | 0 | 0
L111.2 | Ditto- but rock Class B | m3 | 120.6528 | 0 | 0
L111.3 | Ditto- but rock Class C | m3 | 120.6528 | 0 | 0
0
TOTAL CARRIED FORWARD TO COLLECTION PAGE |  |  |  |  | 0
| In Manholes |  |  | 0
L121.1 | Excavation in rock Class A | m3 | 68.2364 | 0 | 0
L121.2 | Ditto- but rock Class B | m3 | 68.2364 | 0 | 0
L121.3 | Ditto- but rock Class C | m3 | 68.2364 | 0 | 0
| Provide, place and compact selected excavated granular material surround compacted in 150mm layers to DWC Pipes pipe as shown on the drawings or as directed by the Engineer. |  |  | 0
L522 | Diameter 200 - 300mm DWC sewers pipe | m | 132.5 | 0 | 0
TOTAL CARRIED FORWARD TO COLLECTION PAGE |  |  |  |  | 0

## Bill 2.4 Collection Sheet
PROPOSED LAST MILE CONNECTIVITY FOR MAUA SEWERAGE PROJECT
Collection Sheet Bill No. 2.2.2: Nyambene hospital tertiary Sewer
Amount
Kshs.
| Page Total, Page 1 of 3 | 0
| Page Total, Page 2 of 3 | 0
| Page Total, Page 3 of 3 | 0
| Bill Total Carried to Grand Summary | 0

## Bill 2.5-LVS mrkt Se
PROPOSED LAST MILE CONNECTIVITY FOR MAUA SEWERAGE PROJECT
BILL NO. 2.2.3 : Livestock market Tertiary
| Description | Unit | Quantity | Rate (Kshs) | Amount (Kshs)
CLASS A | GENERAL ITEMS
Specified Requirements
Testing of works
Allow for water testing of sewers and manholes as specified including all requisite Materials, Personnel, Testing Equipment etc.
A260-1 | 200mm Diameter DWC SN 8 Sewer pipe | m | 560 | 0 | 0
A260-2 | 1050mm Diameter Precast Concrete Manholes | Nr | 18 | 0 | 0
| Temporary Works |  |  | 0
A271 | Allow for temporary works for diversion of traffic during construction of sewers across roads, including sign posting, liaison with Traffic Police Department, County Authority, etc. all to the satisfaction of the Engineer. Include provision for maintaining temporary vehicular access to individual plots at all times. | LS | 1 |  | 0
A277 | Allow for keeping trenches and other excavation free of water which may have entered through ground seepage, rain or by other means as directed by the Engineer. | LS | 1 |  | 0
CLASS D | DEMOLITION AND SITE CLEARANCE |  |  | 0
| The Employer has no available land to offer for dumping of spoil materials. Identification of and all accruing costs related to securing suitable area of land for dumping is the responsibility of the Contractor. Dumping and spreading is to be done in accordance with existing National Legislation and Local Authority's by-laws. The Contractor is deemed to have allowed for this aspect of Work in their excavation and cart away to tips rates. |  |  | 0
| General clearance |  |  | 0
D110 | Clear the site along the sewer line route of all bushes, scrubs and under growth; fell and remove trees of girth less or equal to 250mm. Remove all stumps and grub up all roots; take down and remove all huts, houses and buildings of any kind, fences and poles, scarify and remove all obstructions to the unimpeded execution of the works, all as specified and shown on the drawing. approved by the Engineer for the sewer lines their branch sewer lines. The width of site clearance should be as directed by site engineer | m3 | 2240 | 0 | 0
| Cut down trees, grub up roots and cart away debris to own spoil pit (Provisional) |  |  | 0
D210.1 | Small Trees with Girth over 250mm but n.e. 500m | Nr | 2 | 0 | 0
D210.2 | Small Trees with Girth over 500mm but n.e. 1000m | Nr | 1 | 0 | 0
D210.3 | Small Trees with Girth over 1000mm but n.e. 2000mm | Nr | 1 | 0 | 0
CLASS I | PIPEWORK - SEWERS |  |  | 0
| Provide, lay, and joint SN 8 Double Wall Corrugated (DWC) Pipes sewers in standard lengths to correct alignment and invert levels. Rates to include for surveying and setting out, stripping top soil, excavation, shoring, disposal of excavated material, backfilling of pipe trenches thereafter and cementing of new pipes to new manholes along the sewer. |  |  | 0
I522 | Pipe n.b: not exc. 200mm dia in trenches, n.e depth 1.5m | m | 220 | 0 | 0
I523 | Pipe n.b: not exc. 200mm dia in trenches, depth 1.5 - 2m | m | 10 | 0 | 0
I524 | Pipe n.b: not exc. 200mm dia in trenches, depth 2 - 2.5m | m | 0 | 0 | 0
I525 | Pipe n.b: not exc. 200mm dia in trenches, depth 2.5 - 3m | m | 134 | 0 | 0
I526 | Pipe n.b: not exc. 200mm dia in trenches, depth 3 - 3.5m | m | 180 | 0 | 0
I527 | Pipe n.b: not exc. 200mm dia in trenches, 3.5 - 4m | m | 0 | 0 | 0
I528 | Pipe n.b: not exc. 200mm dia in trenches, depth exceeding 4m | m | 16 | 0 | 0
CLASS K | PIPEWORK - MANHOLES AND PIPEWORK ANCILLARIES |  |  | 0
| Provide all materials and construct 1050mm internal diameter Precast Concrete Ring Manholes / Reinforced concrete manholes as shown on drawings in the following depth ranges, complete with Heavy duty triangular manhole cover and step irons. Rates to include for excavation, preparation of surfaces, disposal of excavated materials, shoring, insitu concrete surround for rings and backfilling. |  |  | 0
K151 | Manhole depth n.e 1.5m | Nr | 12 | 0 | 0
0
TOTAL CARRIED FORWARD TO COLLECTION PAGE |  |  |  |  | 0
K152 | Ditto but depth 1.5 - 2.0m | Nr | 1 | 0 | 0
K153 | Ditto but depth 2.0 - 2.5m | Nr | 0 | 0 | 0
K154 | Ditto but depth 2.5 - 3.0m | Nr | 0 | 0 | 0
K155 | Ditto but depth 3.0 - 3.5m | Nr | 1 | 0 | 0
K156 | Ditto but depth 3.5 - 4.0m | Nr | 0 | 0 | 0
K157 | Ditto but depth exceeding 4.0m | Nr | 1 | 0 | 0
K161 | Drop Manhole depth n.e 1.5m | Nr | 0 |  | 0
K162 | Ditto but depth 1.5 - 2.0m | Nr | 0 |  | 0
K163 | Ditto but depth 2.0 - 2.5m | Nr | 2 |  | 0
K164 | Ditto but depth 2.5 - 3.0m | Nr | 3 |  | 0
K166 | Ditto but depth 3.0 - 3.5m | Nr | 0 |  | 0
K166 | Ditto but depth exceeding 3.5m | Nr | 0 |  | 0
| Crossings |  |  | 0
K641 | Allow for crossing existing hedges, including reinstatement to original state. Nominal bore n.e. 300mm | Nr | 5 | 0 | 0
K651 | Allow for crossing existing boundary walls, including reinstatement to original state. Nominal bore n.e. 300mm | Nr | 3 | 0 | 0
K661 | Allow for crossing existing fences (chain link, barbed wire etc.), including reinstatement to original state. Nominal bore n.e. 300mm | Nr | 3 | 0 | 0
K671 | Allow for crossing existing drains and sewers, and reinstate these after construction of sewer has been completed. Pipe internal diameter n.e. 300mm | Nr | 5 | 0 | 0
K681.1 | Underground telephone and power cables crossing as may be encountered during construction or as directed by the Engineer (provisional). | Nr | 5 | 0 | 0
K681.2 | Allow for water main crossings including reinstatement to original state as may be encountered during construction or as directed by the Engineer (provisional). | Nr | 6 | 0 | 0
| Method - Related Charges |  |  | 0
K691 | Allow for any other Method Related charges the Tenderer feels may be required. These should be indicated below with pricing of each item | LS | 1 | 0 | 0
| i) |  |  | 0
| ii) |  |  | 0
| Reinstatement |  |  | 0
K731.2 | Breaking up, temporary and permanent reinstatement of murram road (for construction pipe bore n.e. 300 mm) with 300mm thick well graded stabilized gravel with 3% cement content base compacted in layers of 150mm thick using an 8-10 tonne roller to the satisfaction of the Engineer. Contractor to allow for provision of requisite diversion signage, controls and safety precautions in his rate. | m | 6 | 0 | 0
K732.1 | Provide all equipment and materials, micro-tunnel below road surface in common material (soil / murram) at depth n.e. 3m, including any requisite shoring and strutting during tunneling, provide and install Steel Pipe Sleeves (DN 300 - 450) as directed by the Engineer. All Works to be executed in close liaison with relevant road authorities. Rate to include facilitation for the same. The Bidder to submit Method Statement with Bid for execution of this Work. | m | 20 | 0 | 0
K732.2 | Extra over road crossing item K732.1 above for tunnelling in rock, all classes (provisional) | m3 | 8 | 0 | 0
K732.3 | Allow for any other Method Related charges the Tenderer feels may be required for the Micro-tunneling Works above. These should be indicated below with pricing of each item | LS | 1 | 0 | 0
| i) |  |  | 0
| ii) |  |  | 0
| iii) |  |  | 0
K741 | Ditto but on footpaths | m | 50 | 0 | 0
K752 | Allow for reinstatement of land along the sewer trench after completion of the Works to the satisfaction of the Engineer. | m | 560 | 0 | 0
CLASS L | PIPEWORK - SUPPORTS AND PROTECTION, ANCILLARIES TO LAYING AND EXCAVATION |  |  | 0
| Extra to excavation and backfilling for excavation in Rock |  |  | 0
| In pipe trenches |  |  | 0
L111.1 | Excavation in rock Class A | m3 | 110.5984 | 0 | 0
L111.2 | Ditto- but rock Class B | m3 | 110.5984 | 0 | 0
L111.3 | Ditto- but rock Class C | m3 | 110.5984 | 0 | 0
0
TOTAL CARRIED FORWARD TO COLLECTION PAGE |  |  |  | 0 | 0
| In Manholes |  |  | 0
L121.1 | Excavation in rock Class A | m3 | 62.55 | 0 | 0
L121.2 | Ditto- but rock Class B | m3 | 62.55 | 0 | 0
L121.3 | Ditto- but rock Class C | m3 | 62.55 | 0 | 0
| Provide, place and compact selected excavated granular material surround compacted in 150mm layers to DWC Pipes pipe as shown on the drawings or as directed by the Engineer. |  |  | 0
L522 | Diameter 200 - 300mm DWC sewers pipe | m | 140 | 0 | 0
TOTAL CARRIED FORWARD TO COLLECTION PAGE |  |  |  |  | 0

## Bill 2.5 Collection Sheet
PROPOSED LAST MILE CONNECTIVITY FOR MAUA SEWERAGE PROJECT
Collection Sheet Bill No. 3: Livestock Market Tertiary
Amount
Kshs.
| Page Total, Page 1 of 3 | 0
| Page Total, Page 2 of 3 | 0
| Page Total, Page 3 of 3 | 0
| Bill Total Carried to Grand Summary | 0

## Bill 2.6-Maua TVET
PROPOSED LAST MILE CONNECTIVITY FOR MAUA SEWERAGE PROJECT
BILL NO. 2.2.3 : Maua TVET Tertiary
| Description | Unit | Quantity | Rate (Kshs) | Amount (Kshs)
CLASS A | GENERAL ITEMS
Specified Requirements
Testing of works
Allow for water testing of sewers and manholes as specified including all requisite Materials, Personnel, Testing Equipment etc.
A260-1 | 200mm Diameter DWC SN 8 Sewer pipe | m | 480 | 0 | 0 | 342
A260-2 | 1050mm Diameter Precast Concrete Manholes | Nr | 13 | 0 | 0 | 138
| Temporary Works |  |  | 0
A271 | Allow for temporary works for diversion of traffic during construction of sewers across roads, including sign posting, liaison with Traffic Police Department, County Authority, etc. all to the satisfaction of the Engineer. Include provision for maintaining temporary vehicular access to individual plots at all times. | LS | 1 |  | 0
A277 | Allow for keeping trenches and other excavation free of water which may have entered through ground seepage, rain or by other means as directed by the Engineer. | LS | 1 |  | 0
CLASS D | DEMOLITION AND SITE CLEARANCE |  |  | 0
| The Employer has no available land to offer for dumping of spoil materials. Identification of and all accruing costs related to securing suitable area of land for dumping is the responsibility of the Contractor. Dumping and spreading is to be done in accordance with existing National Legislation and Local Authority's by-laws. The Contractor is deemed to have allowed for this aspect of Work in their excavation and cart away to tips rates. |  |  | 0
| General clearance |  |  | 0
D110 | Clear the site along the sewer line route of all bushes, scrubs and under growth; fell and remove trees of girth less or equal to 250mm. Remove all stumps and grub up all roots; take down and remove all huts, houses and buildings of any kind, fences and poles, scarify and remove all obstructions to the unimpeded execution of the works, all as specified and shown on the drawing. approved by the Engineer for the sewer lines their branch sewer lines. The width of site clearance should be as directed by site engineer | m3 | 1920 | 0 | 0
| Cut down trees, grub up roots and cart away debris to own spoil pit (Provisional) |  |  | 0
D210.1 | Small Trees with Girth over 250mm but n.e. 500m | Nr | 2 | 0 | 0
D210.2 | Small Trees with Girth over 500mm but n.e. 1000m | Nr | 1 | 0 | 0
D210.3 | Small Trees with Girth over 1000mm but n.e. 2000mm | Nr | 1 | 0 | 0
CLASS I | PIPEWORK - SEWERS |  |  | 0
| Provide, lay, and joint SN 8 Double Wall Corrugated (DWC) Pipes sewers in standard lengths to correct alignment and invert levels. Rates to include for surveying and setting out, stripping top soil, excavation, shoring, disposal of excavated material, backfilling of pipe trenches thereafter and cementing of new pipes to new manholes along the sewer. |  |  | 0
I522 | Pipe n.b: not exc. 200mm dia in trenches, n.e depth 1.5m | m | 138 | 0 | 0
I523 | Pipe n.b: not exc. 200mm dia in trenches, depth 1.5 - 2m | m | 53 | 0 | 0
I524 | Pipe n.b: not exc. 200mm dia in trenches, depth 2 - 2.5m | m | 106 | 0 | 0
I525 | Pipe n.b: not exc. 200mm dia in trenches, depth 2.5 - 3m | m | 40 | 0 | 0
I526 | Pipe n.b: not exc. 200mm dia in trenches, depth 3 - 3.5m | m | 0 | 0 | 0
I527 | Pipe n.b: not exc. 200mm dia in trenches, 3.5 - 4m | m | 27 | 0 | 0
I528 | Pipe n.b: not exc. 200mm dia in trenches, depth exceeding 4m | m | 116 | 0 | 0
CLASS K | PIPEWORK - MANHOLES AND PIPEWORK ANCILLARIES |  |  | 0
| Provide all materials and construct 1050mm internal diameter Precast Concrete Ring Manholes / Reinforced concrete manholes as shown on drawings in the following depth ranges, complete with Heavy duty triangular manhole cover and step irons. Rates to include for excavation, preparation of surfaces, disposal of excavated materials, shoring, insitu concrete surround for rings and backfilling. |  |  | 0
K151 | Manhole depth n.e 1.5m | Nr | 3 | 0 | 0
0
TOTAL CARRIED FORWARD TO COLLECTION PAGE |  |  |  |  | 0
K152 | Ditto but depth 1.5 - 2.0m | Nr | 0 | 0 | 0
K153 | Ditto but depth 2.0 - 2.5m | Nr | 2 | 0 | 0
K154 | Ditto but depth 2.5 - 3.0m | Nr | 1 | 0 | 0
K155 | Ditto but depth 3.0 - 3.5m | Nr | 0 | 0 | 0
K156 | Ditto but depth 3.5 - 4.0m | Nr | 1 | 0 | 0
K157 | Ditto but depth exceeding 4.0m | Nr | 1 | 0 | 0
K161 | Drop Manhole depth n.e 1.5m | Nr | 2 |  | 0
K162 | Ditto but depth 1.5 - 2.0m | Nr | 0 |  | 0
K163 | Ditto but depth 2.0 - 2.5m | Nr | 0 |  | 0
K164 | Ditto but depth 2.5 - 3.0m | Nr | 2 |  | 0
K166 | Ditto but depth 3.0 - 3.5m | Nr | 0 |  | 0
K166 | Ditto but depth exceeding 3.5m | Nr | 2 |  | 0
| Crossings |  |  | 0
K641 | Allow for crossing existing hedges, including reinstatement to original state. Nominal bore n.e. 300mm | Nr | 5 | 0 | 0
K651 | Allow for crossing existing boundary walls, including reinstatement to original state. Nominal bore n.e. 300mm | Nr | 3 | 0 | 0
K661 | Allow for crossing existing fences (chain link, barbed wire etc.), including reinstatement to original state. Nominal bore n.e. 300mm | Nr | 3 | 0 | 0
K671 | Allow for crossing existing drains and sewers, and reinstate these after construction of sewer has been completed. Pipe internal diameter n.e. 300mm | Nr | 5 | 0 | 0
K681.1 | Underground telephone and power cables crossing as may be encountered during construction or as directed by the Engineer (provisional). | Nr | 5 | 0 | 0
K681.2 | Allow for water main crossings including reinstatement to original state as may be encountered during construction or as directed by the Engineer (provisional). | Nr | 6 | 0 | 0
| Method - Related Charges |  |  | 0
K691 | Allow for any other Method Related charges the Tenderer feels may be required. These should be indicated below with pricing of each item | LS | 1 | 0 | 0
| i) |  |  | 0
| ii) |  |  | 0
| Reinstatement |  |  | 0
K731.2 | Breaking up, temporary and permanent reinstatement of murram road (for construction pipe bore n.e. 300 mm) with 300mm thick well graded stabilized gravel with 3% cement content base compacted in layers of 150mm thick using an 8-10 tonne roller to the satisfaction of the Engineer. Contractor to allow for provision of requisite diversion signage, controls and safety precautions in his rate. | m | 8 | 0 | 0
K732.1 | Provide all equipment and materials, micro-tunnel below road surface in common material (soil / murram) at depth n.e. 3m, including any requisite shoring and strutting during tunneling, provide and install Steel Pipe Sleeves (DN 300 - 450) as directed by the Engineer. All Works to be executed in close liaison with relevant road authorities. Rate to include facilitation for the same. The Bidder to submit Method Statement with Bid for execution of this Work. | m | 8 | 0 | 0
K732.2 | Extra over road crossing item K732.1 above for tunnelling in rock, all classes (provisional) | m3 | 3.2 | 0 | 0
K732.3 | Allow for any other Method Related charges the Tenderer feels may be required for the Micro-tunneling Works above. These should be indicated below with pricing of each item | LS | 1 | 0 | 0
| i) |  |  | 0
| ii) |  |  | 0
| iii) |  |  | 0
K741 | Ditto but on footpaths | m | 20 | 0 | 0
K752 | Allow for reinstatement of land along the sewer trench after completion of the Works to the satisfaction of the Engineer. | m | 480 | 0 | 0
CLASS L | PIPEWORK - SUPPORTS AND PROTECTION, ANCILLARIES TO LAYING AND EXCAVATION |  |  | 0
| Extra to excavation and backfilling for excavation in Rock |  |  | 0
| In pipe trenches |  |  | 0
L111.1 | Excavation in rock Class A | m3 | 100.544 | 0 | 0
L111.2 | Ditto- but rock Class B | m3 | 100.544 | 0 | 0
L111.3 | Ditto- but rock Class C | m3 | 100.544 | 0 | 0
0
TOTAL CARRIED FORWARD TO COLLECTION PAGE |  |  |  |  | 0
| In Manholes |  |  | 0
L121.1 | Excavation in rock Class A | m3 | 113.112 | 0 | 0
L121.2 | Ditto- but rock Class B | m3 | 113.112 | 0 | 0
L121.3 | Ditto- but rock Class C | m3 | 113.112 | 0 | 0
| Provide, place and compact selected excavated granular material surround compacted in 150mm layers to DWC Pipes pipe as shown on the drawings or as directed by the Engineer. |  |  | 0
L522 | Diameter 200 - 300mm DWC sewers pipe | m | 120 | 0 | 0
TOTAL CARRIED FORWARD TO COLLECTION PAGE |  |  |  |  | 0

## Bill 2.6 Collection Sheet
PROPOSED LAST MILE CONNECTIVITY FOR MAUA SEWERAGE PROJECT
Collection Sheet Bill No. 4.1: Maua TVET
Amount
Kshs.
| Page Total, Page 1 of 3 | 0
| Page Total, Page 2 of 3 | 0
| Page Total, Page 3 of 3 | 0
| Bill Total Carried to Grand Summary | 0

## Bill 2.7-Methodist line 1
PROPOSED LAST MILE CONNECTIVITY FOR MAUA SEWERAGE PROJECT
BILL NO. 2.7 :Methodist Line 1
| Description | Unit | Quantity | Rate (Kshs) | Amount (Kshs)
CLASS A | GENERAL ITEMS
Specified Requirements
Testing of works
Allow for water testing of sewers and manholes as specified including all requisite Materials, Personnel, Testing Equipment etc.
A260-1 | 200mm Diameter DWC SN 8 Sewer pipe | m | 610 | 0 | 0
A260-2 | 1050mm Diameter Precast Concrete Manholes | Nr | 13 | 0 | 0
| Temporary Works |  |  | 0
A271 | Allow for temporary works for diversion of traffic during construction of sewers across roads, including sign posting, liaison with Traffic Police Department, County Authority, etc. all to the satisfaction of the Engineer. Include provision for maintaining temporary vehicular access to individual plots at all times. | LS | 1 |  | 0
A277 | Allow for keeping trenches and other excavation free of water which may have entered through ground seepage, rain or by other means as directed by the Engineer. | LS | 1 |  | 0
CLASS D | DEMOLITION AND SITE CLEARANCE |  |  | 0
| The Employer has no available land to offer for dumping of spoil materials. Identification of and all accruing costs related to securing suitable area of land for dumping is the responsibility of the Contractor. Dumping and spreading is to be done in accordance with existing National Legislation and Local Authority's by-laws. The Contractor is deemed to have allowed for this aspect of Work in their excavation and cart away to tips rates. |  |  | 0
| General clearance |  |  | 0
D110 | Clear the site along the sewer line route of all bushes, scrubs and under growth; fell and remove trees of girth less or equal to 250mm. Remove all stumps and grub up all roots; take down and remove all huts, houses and buildings of any kind, fences and poles, scarify and remove all obstructions to the unimpeded execution of the works, all as specified and shown on the drawing. approved by the Engineer for the sewer lines their branch sewer lines. The width of site clearance should be as directed by site engineer | m3 | 2440 | 0 | 0
| Cut down trees, grub up roots and cart away debris to own spoil pit (Provisional) |  |  | 0
D210.1 | Small Trees with Girth over 250mm but n.e. 500m | Nr | 2 | 0 | 0
D210.2 | Small Trees with Girth over 500mm but n.e. 1000m | Nr | 1 | 0 | 0
D210.3 | Small Trees with Girth over 1000mm but n.e. 2000mm | Nr | 1 | 0 | 0
CLASS I | PIPEWORK - SEWERS |  |  | 0
| Provide, lay, and joint SN 8 Double Wall Corrugated (DWC) Pipes sewers in standard lengths to correct alignment and invert levels. Rates to include for surveying and setting out, stripping top soil, excavation, shoring, disposal of excavated material, backfilling of pipe trenches thereafter and cementing of new pipes to new manholes along the sewer. |  |  | 0
I522 | Pipe n.b: not exc. 200mm dia in trenches, n.e depth 1.5m | m | 213 | 0 | 0
I523 | Pipe n.b: not exc. 200mm dia in trenches, depth 1.5 - 2m | m | 169 | 0 | 0
I524 | Pipe n.b: not exc. 200mm dia in trenches, depth 2 - 2.5m | m | 60 | 0 | 0
I525 | Pipe n.b: not exc. 200mm dia in trenches, depth 2.5 - 3m | m | 133 | 0 | 0
I526 | Pipe n.b: not exc. 200mm dia in trenches, depth 3 - 3.5m | m | 0 | 0 | 0
I527 | Pipe n.b: not exc. 200mm dia in trenches, 3.5 - 4m | m | 22 | 0 | 0
I528 | Pipe n.b: not exc. 200mm dia in trenches, depth exceeding 4m | m | 0 | 0 | 0
CLASS K | PIPEWORK - MANHOLES AND PIPEWORK ANCILLARIES |  |  | 0
| Provide all materials and construct 1050mm internal diameter Precast Concrete Ring Manholes / Reinforced concrete manholes as shown on drawings in the following depth ranges, complete with Heavy duty triangular manhole cover and step irons. Rates to include for excavation, preparation of surfaces, disposal of excavated materials, shoring, insitu concrete surround for rings and backfilling. |  |  | 0
K151 | Manhole depth n.e 1.5m | Nr | 4 | 0 | 0
0
TOTAL CARRIED FORWARD TO COLLECTION PAGE |  |  |  |  | 0
K152 | Ditto but depth 1.5 - 2.0m | Nr | 1 | 0 | 0
K153 | Ditto but depth 2.0 - 2.5m | Nr | 1 | 0 | 0
K154 | Ditto but depth 2.5 - 3.0m | Nr | 3 | 0 | 0
K155 | Ditto but depth 3.0 - 3.5m | Nr | 0 | 0 | 0
K156 | Ditto but depth 3.5 - 4.0m | Nr | 1 | 0 | 0
K157 | Ditto but depth exceeding 4.0m | Nr | 0 | 0 | 0
K161 | Drop Manhole depth n.e 1.5m | Nr | 1 |  | 0
K162 | Ditto but depth 1.5 - 2.0m | Nr | 2 |  | 0
K163 | Ditto but depth 2.0 - 2.5m | Nr | 0 |  | 0
K164 | Ditto but depth 2.5 - 3.0m | Nr | 1 |  | 0
K166 | Ditto but depth 3.0 - 3.5m | Nr | 0 |  | 0
K166 | Ditto but depth exceeding 3.5m | Nr | 0 |  | 0
| Crossings |  |  | 0
K641 | Allow for crossing existing hedges, including reinstatement to original state. Nominal bore n.e. 300mm | Nr | 5 | 0 | 0
K651 | Allow for crossing existing boundary walls, including reinstatement to original state. Nominal bore n.e. 300mm | Nr | 1 | 0 | 0
K661 | Allow for crossing existing fences (chain link, barbed wire etc.), including reinstatement to original state. Nominal bore n.e. 300mm | Nr | 6 | 0 | 0
K671 | Allow for crossing existing drains and sewers, and reinstate these after construction of sewer has been completed. Pipe internal diameter n.e. 300mm | Nr | 3 | 0 | 0
K681.1 | Underground telephone and power cables crossing as may be encountered during construction or as directed by the Engineer (provisional). | Nr | 2 | 0 | 0
K681.2 | Allow for water main crossings including reinstatement to original state as may be encountered during construction or as directed by the Engineer (provisional). | Nr | 5 | 0 | 0
| Method - Related Charges |  |  | 0
K691 | Allow for any other Method Related charges the Tenderer feels may be required. These should be indicated below with pricing of each item | LS | 1 | 0 | 0
| i) |  |  | 0
| ii) |  |  | 0
| Reinstatement |  |  | 0
K731.2 | Breaking up, temporary and permanent reinstatement of murram road (for construction pipe bore n.e. 300 mm) with 300mm thick well graded stabilized gravel with 3% cement content base compacted in layers of 150mm thick using an 8-10 tonne roller to the satisfaction of the Engineer. Contractor to allow for provision of requisite diversion signage, controls and safety precautions in his rate. | m | 6 | 0 | 0
K732.1 | Provide all equipment and materials, micro-tunnel below road surface in common material (soil / murram) at depth n.e. 3m, including any requisite shoring and strutting during tunneling, provide and install Steel Pipe Sleeves (DN 300 - 450) as directed by the Engineer. All Works to be executed in close liaison with relevant road authorities. Rate to include facilitation for the same. The Bidder to submit Method Statement with Bid for execution of this Work. | m | 20 | 0 | 0
K732.2 | Extra over road crossing item K732.1 above for tunnelling in rock, all classes (provisional) | m3 | 8 | 0 | 0
K732.3 | Allow for any other Method Related charges the Tenderer feels may be required for the Micro-tunneling Works above. These should be indicated below with pricing of each item | LS | 1 | 0 | 0
| i) |  |  | 0
| ii) |  |  | 0
| iii) |  |  | 0
K741 | Ditto but on footpaths | m | 6 | 0 | 0
K752 | Allow for reinstatement of land along the sewer trench after completion of the Works to the satisfaction of the Engineer. | m | 610 | 0 | 0
CLASS L | PIPEWORK - SUPPORTS AND PROTECTION, ANCILLARIES TO LAYING AND EXCAVATION |  |  | 0
| Extra to excavation and backfilling for excavation in Rock |  |  | 0
| In pipe trenches |  |  | 0
L111.1 | Excavation in rock Class A | m3 | 50.272 | 0 | 0
L111.2 | Ditto- but rock Class B | m3 | 50.272 | 0 | 0
L111.3 | Ditto- but rock Class C | m3 | 50.272 | 0 | 0
0
TOTAL CARRIED FORWARD TO COLLECTION PAGE |  |  |  |  | 0
| In Manholes |  |  | 0
L121.1 | Excavation in rock Class A | m3 | 25.136 | 0 | 0
L121.2 | Ditto- but rock Class B | m3 | 25.136 | 0 | 0
L121.3 | Ditto- but rock Class C | m3 | 25.136 | 0 | 0
| Provide, place and compact selected excavated granular material surround compacted in 150mm layers to DWC Pipes pipe as shown on the drawings or as directed by the Engineer. |  |  | 0
L522 | Diameter 200 - 300mm DWC sewers pipe | m | 152.5 | 0 | 0
The rates entered against the items in this section shall include for breaking up, temporaty and permanent reinstatement.
L732 | Breaking up, temporary and permanent reinstatement of cabro/concrete pavement | m2 | 120 |  | 0
TOTAL CARRIED FORWARD TO COLLECTION PAGE |  |  |  |  | 0

## Bill 2.7 Collection Sheet
PROPOSED LAST MILE CONNECTIVITY FOR MAUA SEWERAGE PROJECT
Collection Sheet Bill No. 2.7: Methodist Line 1
Amount
Kshs.
| Page Total, Page 1 of 3 | 0
| Page Total, Page 2 of 3 | 0
| Page Total, Page 3 of 3 | 0
| Bill Total Carried to Grand Summary | 0

## Bill 2.7.1Methodist Line 2
PROPOSED LAST MILE CONNECTIVITY FOR MAUA SEWERAGE PROJECT
BILL NO. 2.7.1 : Methodist Line 340
| Description | Unit | Quantity | Rate (Kshs) | Amount (Kshs)
CLASS A | GENERAL ITEMS
Specified Requirements
Testing of works
Allow for water testing of sewers and manholes as specified including all requisite Materials, Personnel, Testing Equipment etc.
A260-1 | 200mm Diameter DWC SN 8 Sewer pipe | m | 340 | 0 | 0
A260-2 | 1050mm Diameter Precast Concrete Manholes | Nr | 12 | 0 | 0
| Temporary Works |  |  | 0
A271 | Allow for temporary works for diversion of traffic during construction of sewers across roads, including sign posting, liaison with Traffic Police Department, County Authority, etc. all to the satisfaction of the Engineer. Include provision for maintaining temporary vehicular access to individual plots at all times. | LS | 1 |  | 0
A277 | Allow for keeping trenches and other excavation free of water which may have entered through ground seepage, rain or by other means as directed by the Engineer. | LS | 1 |  | 0
CLASS D | DEMOLITION AND SITE CLEARANCE |  |  | 0
| The Employer has no available land to offer for dumping of spoil materials. Identification of and all accruing costs related to securing suitable area of land for dumping is the responsibility of the Contractor. Dumping and spreading is to be done in accordance with existing National Legislation and Local Authority's by-laws. The Contractor is deemed to have allowed for this aspect of Work in their excavation and cart away to tips rates. |  |  | 0
| General clearance |  |  | 0
D110 | Clear the site along the sewer line route of all bushes, scrubs and under growth; fell and remove trees of girth less or equal to 250mm. Remove all stumps and grub up all roots; take down and remove all huts, houses and buildings of any kind, fences and poles, scarify and remove all obstructions to the unimpeded execution of the works, all as specified and shown on the drawing. approved by the Engineer for the sewer lines their branch sewer lines. The width of site clearance should be as directed by site engineer | m3 | 1360 | 0 | 0
| Cut down trees, grub up roots and cart away debris to own spoil pit (Provisional) |  |  | 0
D210.1 | Small Trees with Girth over 250mm but n.e. 500m | Nr | 2 | 0 | 0
D210.2 | Small Trees with Girth over 500mm but n.e. 1000m | Nr | 1 | 0 | 0
D210.3 | Small Trees with Girth over 1000mm but n.e. 2000mm | Nr | 1 | 0 | 0
CLASS I | PIPEWORK - SEWERS |  |  | 0
| Provide, lay, and joint SN 8 Double Wall Corrugated (DWC) Pipes sewers in standard lengths to correct alignment and invert levels. Rates to include for surveying and setting out, stripping top soil, excavation, shoring, disposal of excavated material, backfilling of pipe trenches thereafter and cementing of new pipes to new manholes along the sewer. |  |  | 0
I522 | Pipe n.b: not exc. 200mm dia in trenches, n.e depth 1.5m | m | 178 | 0 | 0
I523 | Pipe n.b: not exc. 200mm dia in trenches, depth 1.5 - 2m | m | 137 | 0 | 0
I524 | Pipe n.b: not exc. 200mm dia in trenches, depth 2 - 2.5m | m | 0 | 0 | 0
I525 | Pipe n.b: not exc. 200mm dia in trenches, depth 2.5 - 3m | m | 0 | 0 | 0
I526 | Pipe n.b: not exc. 200mm dia in trenches, depth 3 - 3.5m | m | 0 | 0 | 0
I527 | Pipe n.b: not exc. 200mm dia in trenches, 3.5 - 4m | m | 0 | 0 | 0
I528 | Pipe n.b: not exc. 200mm dia in trenches, depth exceeding 4m | m | 40 | 0 | 0
CLASS K | PIPEWORK - MANHOLES AND PIPEWORK ANCILLARIES |  |  | 0
| Provide all materials and construct 1050mm internal diameter Precast Concrete Ring Manholes / Reinforced concrete manholes as shown on drawings in the following depth ranges, complete with Heavy duty triangular manhole cover and step irons. Rates to include for excavation, preparation of surfaces, disposal of excavated materials, shoring, insitu concrete surround for rings and backfilling. |  |  | 0
K151 | Manhole depth n.e 1.5m | Nr | 5 | 0 | 0
0
TOTAL CARRIED FORWARD TO COLLECTION PAGE |  |  |  |  | 0
K152 | Ditto but depth 1.5 - 2.0m | Nr | 2 | 0 | 0
K153 | Ditto but depth 2.0 - 2.5m | Nr | 0 | 0 | 0
K154 | Ditto but depth 2.5 - 3.0m | Nr | 0 | 0 | 0
K155 | Ditto but depth 3.0 - 3.5m | Nr | 0 | 0 | 0
K156 | Ditto but depth 3.5 - 4.0m | Nr | 0 | 0 | 0
K157 | Ditto but depth exceeding 4.0m | Nr | 1 | 0 | 0
K161 | Drop Manhole depth n.e 1.5m | Nr | 1 |  | 0
K162 | Ditto but depth 1.5 - 2.0m | Nr | 2 |  | 0
K163 | Ditto but depth 2.0 - 2.5m | Nr | 0 |  | 0
K164 | Ditto but depth 2.5 - 3.0m | Nr | 1 |  | 0
K165 | Ditto but depth 3.0 - 3.5m | Nr | 0 |  | 0
K167 | Ditto but depth exceeding 3.5m | Nr | 1 |  | 0
| Crossings |  |  | 0
K641 | Allow for crossing existing hedges, including reinstatement to original state. Nominal bore n.e. 300mm | Nr | 5 | 0 | 0
K651 | Allow for crossing existing boundary walls, including reinstatement to original state. Nominal bore n.e. 300mm | Nr | 3 | 0 | 0
K661 | Allow for crossing existing fences (chain link, barbed wire etc.), including reinstatement to original state. Nominal bore n.e. 300mm | Nr | 3 | 0 | 0
K671 | Allow for crossing existing drains and sewers, and reinstate these after construction of sewer has been completed. Pipe internal diameter n.e. 300mm | Nr | 5 | 0 | 0
K681.1 | Underground telephone and power cables crossing as may be encountered during construction or as directed by the Engineer (provisional). | Nr | 5 | 0 | 0
K681.2 | Allow for water main crossings including reinstatement to original state as may be encountered during construction or as directed by the Engineer (provisional). | Nr | 6 | 0 | 0
| Method - Related Charges |  |  | 0
K691 | Allow for any other Method Related charges the Tenderer feels may be required. These should be indicated below with pricing of each item | LS | 1 | 0 | 0
| i) |  |  | 0
| ii) |  |  | 0
| Reinstatement |  |  | 0
K731.2 | Breaking up, temporary and permanent reinstatement of murram road (for construction pipe bore n.e. 300 mm) with 300mm thick well graded stabilized gravel with 3% cement content base compacted in layers of 150mm thick using an 8-10 tonne roller to the satisfaction of the Engineer. Contractor to allow for provision of requisite diversion signage, controls and safety precautions in his rate. | m | 15 | 0 | 0
K732.1 | Provide all equipment and materials, micro-tunnel below road surface in common material (soil / murram) at depth n.e. 3m, including any requisite shoring and strutting during tunneling, provide and install Steel Pipe Sleeves (DN 300 - 450) as directed by the Engineer. All Works to be executed in close liaison with relevant road authorities. Rate to include facilitation for the same. The Bidder to submit Method Statement with Bid for execution of this Work. | m | 0 | 0 | 0
K732.2 | Extra over road crossing item K732.1 above for tunnelling in rock, all classes (provisional) | m3 | 0 | 0 | 0
K732.3 | Allow for any other Method Related charges the Tenderer feels may be required for the Micro-tunneling Works above. These should be indicated below with pricing of each item | LS | 1 | 0 | 0
| i) |  |  | 0
| ii) |  |  | 0
| iii) |  |  | 0
K741 | Ditto but on footpaths | m | 20 | 0 | 0
K752 | Allow for reinstatement of land along the sewer trench after completion of the Works to the satisfaction of the Engineer. | m | 340 | 0 | 0
CLASS L | PIPEWORK - SUPPORTS AND PROTECTION, ANCILLARIES TO LAYING AND EXCAVATION |  |  | 0
| Extra to excavation and backfilling for excavation in Rock |  |  | 0
| In pipe trenches |  |  | 0
L111.1 | Excavation in rock Class A | m3 | 60.3264 | 0 | 0
L111.2 | Ditto- but rock Class B | m3 | 60.3264 | 0 | 0
L111.3 | Ditto- but rock Class C | m3 | 60.3264 | 0 | 0
0
TOTAL CARRIED FORWARD TO COLLECTION PAGE |  |  |  | 0 | 0
| In Manholes |  |  | 0
L121.1 | Excavation in rock Class A | m3 | 30.1632 | 0 | 0
L121.2 | Ditto- but rock Class B | m3 | 30.1632 | 0 | 0
L121.3 | Ditto- but rock Class C | m3 | 30.1632 | 0 | 0
| Provide, place and compact selected excavated granular material surround compacted in 150mm layers to DWC Pipes pipe as shown on the drawings or as directed by the Engineer. |  |  | 0
L522 | Diameter 200 - 300mm DWC sewers pipe | m | 85 | 0 | 0
The rates entered against the items in this section shall include for breaking up, temporaty and permanent reinstatement.
L732 | Breaking up, temporary and permanent reinstatement of cabro/concrete pavement | m2 | 200 |  | 0
TOTAL CARRIED FORWARD TO COLLECTION PAGE |  |  |  |  | 0

## Bill 2.7.1 Collection Sheet
PROPOSED LAST MILE CONNECTIVITY FOR MAUA SEWERAGE PROJECT
Collection Sheet Bill No. 2.7.1 Methodist Line 2
Amount
Kshs.
| Page Total, Page 1 of 3 | 0
| Page Total, Page 2 of 3 | 0
| Page Total, Page 3 of 3 | 0
| Bill Total Carried to Grand Summary | 0

## Bill 2.8-MauaTertry2
PROPOSED LAST MILE CONNECTIVITY FOR MAUA SEWERAGE PROJECT
BILL NO. 2.1.1.2 : Maua Girls Tertiary Line 2
| Description | Unit | Quantity | Rate (Kshs) | Amount (Kshs)
CLASS A | GENERAL ITEMS
Specified Requirements
Testing of works
Allow for water testing of sewers and manholes as specified including all requisite Materials, Personnel, Testing Equipment etc.
A260-1 | 200mm Diameter DWC SN 8 Sewer pipe | m | 670 | 0 | 0
A260-2 | 1050mm Diameter Precast Concrete Manholes | Nr | 16 | 0 | 0 | 492
| Temporary Works |  |  | 0
A271 | Allow for temporary works for diversion of traffic during construction of sewers across roads, including sign posting, liaison with Traffic Police Department, County Authority, etc. all to the satisfaction of the Engineer. Include provision for maintaining temporary vehicular access to individual plots at all times. | LS | 1 |  | 0
A277 | Allow for keeping trenches and other excavation free of water which may have entered through ground seepage, rain or by other means as directed by the Engineer. | LS | 1 |  | 0
CLASS D | DEMOLITION AND SITE CLEARANCE |  |  | 0
| The Employer has no available land to offer for dumping of spoil materials. Identification of and all accruing costs related to securing suitable area of land for dumping is the responsibility of the Contractor. Dumping and spreading is to be done in accordance with existing National Legislation and Local Authority's by-laws. The Contractor is deemed to have allowed for this aspect of Work in their excavation and cart away to tips rates. |  |  | 0
| General clearance |  |  | 0
D110 | Clear the site along the sewer line route of all bushes, scrubs and under growth; fell and remove trees of girth less or equal to 250mm. Remove all stumps and grub up all roots; take down and remove all huts, houses and buildings of any kind, fences and poles, scarify and remove all obstructions to the unimpeded execution of the works, all as specified and shown on the drawing. approved by the Engineer for the sewer lines their branch sewer lines. The width of site clearance should be as directed by site engineer | m3 | 2680 | 0 | 0
| Cut down trees, grub up roots and cart away debris to own spoil pit (Provisional) |  |  | 0
D210.1 | Small Trees with Girth over 250mm but n.e. 500m | Nr | 4 | 0 | 0
D210.2 | Small Trees with Girth over 500mm but n.e. 1000m | Nr | 3 | 0 | 0
D210.3 | Small Trees with Girth over 1000mm but n.e. 2000mm | Nr | 3 | 0 | 0
CLASS I | PIPEWORK - SEWERS |  |  | 0
| Provide, lay, and joint SN 8 Double Wall Corrugated (DWC) Pipes sewers in standard lengths to correct alignment and invert levels. Rates to include for surveying and setting out, stripping top soil, excavation, shoring, disposal of excavated material, backfilling of pipe trenches thereafter and cementing of new pipes to new manholes along the sewer. |  |  | 0
I522 | Pipe n.b: not exc. 200mm dia in trenches, n.e depth 1.5m | m | 492 | 0 | 0
I523 | Pipe n.b: not exc. 200mm dia in trenches, depth 1.5 - 2m | m | 135 | 0 | 0
I524 | Pipe n.b: not exc. 200mm dia in trenches, depth 2 - 2.5m | m | 43 | 0 | 0
I525 | Pipe n.b: not exc. 200mm dia in trenches, depth 2.5 - 3m | m | 0 | 0 | 0
I526 | Pipe n.b: not exc. 200mm dia in trenches, depth 3 - 3.5m | m | 0 | 0 | 0
I527 | Pipe n.b: not exc. 200mm dia in trenches, depth exceeeding 3.5m | m | 0 | 0 | 0
CLASS K | PIPEWORK - MANHOLES AND PIPEWORK ANCILLARIES
Provide all materials and construct 1050mm internal diameter Precast Concrete Ring Manholes / Reinforced concrete manholes as shown on drawings in the following depth ranges, complete with Heavy duty triangular manhole cover and step irons. Rates to include for excavation, preparation of surfaces, disposal of excavated materials, shoring, insitu concrete surround for rings and backfilling.
K151 | Manhole depth n.e 1.5m | Nr | 12 | 0 | 0
0
TOTAL CARRIED FORWARD TO COLLECTION PAGE |  |  |  |  | 0
K152 | Ditto but depth 1.5 - 2.0m | Nr | 3 | 0 | 0
K153 | Ditto but depth 2.0 - 2.5m | Nr | 1 | 0 | 0
K154 | Ditto but depth exceeding 2.5m | Nr | 0 | 0 | 0
Crossings
K641 | Allow for crossing existing hedges, including reinstatement to original state. Nominal bore n.e. 300mm | Nr | 5 | 0 | 0
K651 | Allow for crossing existing boundary walls, including reinstatement to original state. Nominal bore n.e. 300mm | Nr | 3 | 0 | 0
K661 | Allow for crossing existing fences (chain link, barbed wire etc.), including reinstatement to original state. Nominal bore n.e. 300mm | Nr | 3 | 0 | 0
K671 | Allow for crossing existing drains and sewers, and reinstate these after construction of sewer has been completed. Pipe internal diameter n.e. 300mm | Nr | 5 | 0 | 0
K681.1 | Underground telephone and power cables crossing as may be encountered during construction or as directed by the Engineer (provisional). | Nr | 5 | 0 | 0
K681.2 | Allow for water main crossings including reinstatement to original state as may be encountered during construction or as directed by the Engineer (provisional). | Nr | 6 | 0 | 0
| Method - Related Charges |  |  | 0
K691 | Allow for any other Method Related charges the Tenderer feels may be required. These should be indicated below with pricing of each item | LS | 1 | 0 | 0
| i) |  |  | 0
| ii) |  |  | 0
| Reinstatement |  |  | 0
K731.2 | Breaking up, temporary and permanent reinstatement of murram road (for construction pipe bore n.e. 300 mm) with 300mm thick well graded stabilized gravel with 3% cement content base compacted in layers of 150mm thick using an 8-10 tonne roller to the satisfaction of the Engineer. Contractor to allow for provision of requisite diversion signage, controls and safety precautions in his rate. | m | 12 | 0 | 0
K732.1 | Provide all equipment and materials, micro-tunnel below road surface in common material (soil / murram) at depth n.e. 4m, including any requisite shoring and strutting during tunneling, provide and install Steel Pipe Sleeve (DN 350) as directed by the Engineer. All Works to be executed in close liaison with relevant road authorities. Rate to include facilitation for the same. The Bidder to submit Method Statement with Bid for execution of this Work. | m | 0 | 0 | 0
K732.2 | Extra over road crossing item K732.1 above for tunnelling in rock, all classes (provisional) | m3 | 0 | 0 | 0
K732.3 | Allow for any other Method Related charges the Tenderer feels may be required for the Micro-tunneling Works above. These should be indicated below with pricing of each item | LS | 1 | 0 | 0
| i) |  |  | 0
| ii) |  |  | 0
| iii) |  |  | 0
K741 | Ditto but on footpaths | m | 16 | 0 | 0
K752 | Allow for reinstatement of land along the sewer trench after completion of the Works to the satisfaction of the Engineer. | m | 670 | 0 | 0
CLASS L | PIPEWORK - SUPPORTS AND PROTECTION, ANCILLARIES TO LAYING AND EXCAVATION |  |  | 0
| Extra to excavation and backfilling for excavation in Rock |  |  | 0
| In pipe trenches |  |  | 0
L111.1 | Excavation in rock Class A | m3 | 8.0435 | 0 | 0
L111.2 | Ditto- but rock Class B | m3 | 8.0435 | 0 | 0
L111.3 | Ditto- but rock Class C | m3 | 8.0435 | 0 | 0
0
TOTAL CARRIED FORWARD TO COLLECTION PAGE |  |  |  | 0 | 0
| In Manholes |  |  | 0
L121.1 | Excavation in rock Class A | m3 | 9.049 | 0 | 0
L121.2 | Ditto- but rock Class B | m3 | 9.049 | 0 | 0
L121.3 | Ditto- but rock Class C | m3 | 9.049 | 0 | 0
| Provide, place and compact selected excavated granular material surround compacted in 150mm layers to DWC Pipes pipe as shown on the drawings or as directed by the Engineer. |  |  | 0
L522 | Diameter 200 - 300mm DWC sewers pipe | m | 167.5 | 0 | 0
TOTAL CARRIED FORWARD TO COLLECTION PAGE |  |  |  |  | 0

## Bill 2.8Collection Sheet.
PROPOSED LAST MILE CONNECTIVITY FOR MAUA SEWERAGE PROJECT
Collection Sheet Bill No. 2.1.1.2: Maua Girls Tertiary Line 2
Amount
Kshs.
| Page Total, Page 1 of 3 | 0
| Page Total, Page 2 of 3 | 0
| Page Total, Page 3 of 3 | 0
| Bill Total Carried to Grand Summary | 0

## Bill 2.8.1 last mile
PROPOSED LAST MILE CONNECTIVITY FOR MAUA SEWERAGE PROJECT
BILL NO. 2.8.1 : Last mile 1-5.1(Maua Girls)
| Description | Unit | Quantity | Rate (Kshs) | Amount (Kshs)
CLASS A | GENERAL ITEMS
Specified Requirements
Testing of works
Allow for water testing of sewers and manholes as specified including all requisite Materials, Personnel, Testing Equipment etc.
A260-1 | 200mm Diameter DWC SN 8 Sewer pipe | m | 1350 | 0 | 0
A260-2 | 1050mm Diameter Precast Concrete Manholes | Nr | 46 | 0 | 0
| Temporary Works |  |  | 0
A271 | Allow for temporary works for diversion of traffic during construction of sewers across roads, including sign posting, liaison with Traffic Police Department, County Authority, etc. all to the satisfaction of the Engineer. Include provision for maintaining temporary vehicular access to individual plots at all times. | LS | 1 |  | 0
A277 | Allow for keeping trenches and other excavation free of water which may have entered through ground seepage, rain or by other means as directed by the Engineer. | LS | 1 |  | 0
CLASS D | DEMOLITION AND SITE CLEARANCE |  |  | 0
| The Employer has no available land to offer for dumping of spoil materials. Identification of and all accruing costs related to securing suitable area of land for dumping is the responsibility of the Contractor. Dumping and spreading is to be done in accordance with existing National Legislation and Local Authority's by-laws. The Contractor is deemed to have allowed for this aspect of Work in their excavation and cart away to tips rates. |  |  | 0
| General clearance |  |  | 0
D110 | Clear the site along the sewer line route of all bushes, scrubs and under growth; fell and remove trees of girth less or equal to 250mm. Remove all stumps and grub up all roots; take down and remove all huts, houses and buildings of any kind, fences and poles, scarify and remove all obstructions to the unimpeded execution of the works, all as specified and shown on the drawing. approved by the Engineer for the sewer lines their branch sewer lines. The width of site clearance should be as directed by site engineer | m3 | 5400 | 0 | 0
| Cut down trees, grub up roots and cart away debris to own spoil pit (Provisional) |  |  | 0
D210.1 | Small Trees with Girth over 250mm but n.e. 500m | Nr | 6 | 0 | 0
D210.2 | Small Trees with Girth over 500mm but n.e. 1000m | Nr | 2 | 0 | 0
D210.3 | Small Trees with Girth over 1000mm but n.e. 2000mm | Nr | 3 | 0 | 0
CLASS I | PIPEWORK - SEWERS |  |  | 0
| Provide, lay, and joint SN 8 Double Wall Corrugated (DWC) Pipes sewers in standard lengths to correct alignment and invert levels. Rates to include for surveying and setting out, stripping top soil, excavation, shoring, disposal of excavated material, backfilling of pipe trenches thereafter and cementing of new pipes to new manholes along the sewer. |  |  | 0
I522 | Pipe n.b: not exc. 200mm dia in trenches, n.e depth 1.5m | m | 830 | 0 | 0
I523 | Pipe n.b: not exc. 200mm dia in trenches, depth 1.5 - 2m | m | 360 | 0 | 0
I524 | Pipe n.b: not exc. 200mm dia in trenches, depth 2 - 2.5m | m | 0 | 0 | 0
I525 | Pipe n.b: not exc. 200mm dia in trenches, depth 2.5 - 3m | m | 60 | 0 | 0
I526 | Pipe n.b: not exc. 200mm dia in trenches, depth 3 - 3.5m | m | 100 | 0 | 0
CLASS K | PIPEWORK - MANHOLES AND PIPEWORK ANCILLARIES
Provide all materials and construct 1050mm internal diameter Precast Concrete Ring Manholes / Reinforced concrete manholes as shown on drawings in the following depth ranges, complete with Heavy duty triangular manhole cover and step irons. Rates to include for excavation, preparation of surfaces, disposal of excavated materials, shoring, insitu concrete surround for rings and backfilling.
K151 | Manhole depth n.e 1.5m | Nr | 34 | 0 | 0
0
TOTAL CARRIED FORWARD TO COLLECTION PAGE |  |  |  |  | 0
K152 | Ditto but depth 1.5 - 2.0m | Nr | 9 | 0 | 0
K153 | Ditto but depth 2.0 - 2.5m | Nr | 0 | 0 | 0
K154 | Ditto but depth 2.5 - 3.0m | Nr | 1 | 0 | 0
K155 | Ditto but depth 3.0 - 3.5m | Nr | 2 | 0 | 0
Crossings
K641 | Allow for crossing existing hedges, including reinstatement to original state. Nominal bore n.e. 300mm | Nr | 6 | 0 | 0
K651 | Allow for crossing existing boundary walls, including reinstatement to original state. Nominal bore n.e. 300mm | Nr | 1 | 0 | 0
K661 | Allow for crossing existing fences (chain link, barbed wire etc.), including reinstatement to original state. Nominal bore n.e. 300mm | Nr | 8 | 0 | 0
K671 | Allow for crossing existing drains and sewers, and reinstate these after construction of sewer has been completed. Pipe internal diameter n.e. 300mm | Nr | 3 | 0 | 0
K681.1 | Underground telephone and power cables crossing as may be encountered during construction or as directed by the Engineer (provisional). | Nr | 2 | 0 | 0
K681.2 | Allow for water main crossings including reinstatement to original state as may be encountered during construction or as directed by the Engineer (provisional). | Nr | 4 | 0 | 0
| Method - Related Charges |  |  | 0
K691 | Allow for any other Method Related charges the Tenderer feels may be required. These should be indicated below with pricing of each item | LS | 1 | 0 | 0
| i) |  |  | 0
| ii) |  |  | 0
| Reinstatement |  |  | 0
K731.2 | Breaking up, temporary and permanent reinstatement of murram road (for construction pipe bore n.e. 300 mm) with 300mm thick well graded stabilized gravel with 3% cement content base compacted in layers of 150mm thick using an 8-10 tonne roller to the satisfaction of the Engineer. Contractor to allow for provision of requisite diversion signage, controls and safety precautions in his rate. | m | 35 | 0 | 0
K732.1 | Provide all equipment and materials, micro-tunnel below road surface in common material (soil / murram) at depth n.e. 3m, including any requisite shoring and strutting during tunneling, provide and install Steel Pipe Sleeves (DN 300 - 450) as directed by the Engineer. All Works to be executed in close liaison with relevant road authorities. Rate to include facilitation for the same. The Bidder to submit Method Statement with Bid for execution of this Work. | m | 18 | 0 | 0
K732.2 | Extra over road crossing item K732.1 above for tunnelling in rock, all classes (provisional) | m3 | 7.2 | 0 | 0
K732.3 | Allow for any other Method Related charges the Tenderer feels may be required for the Micro-tunneling Works above. These should be indicated below with pricing of each item | LS | 1 | 0 | 0
| i) |  |  | 0
| ii) |  |  | 0
| iii) |  |  | 0
K741 | Ditto but on footpaths | m | 40 | 0 | 0
K752 | Allow for reinstatement of land along the sewer trench after completion of the Works to the satisfaction of the Engineer. | m | 1350 | 0 | 0
CLASS L | PIPEWORK - SUPPORTS AND PROTECTION, ANCILLARIES TO LAYING AND EXCAVATION |  |  | 0
| Extra to excavation and backfilling for excavation in Rock |  |  | 0
| In pipe trenches |  |  | 0
L111.1 | Excavation in rock Class A | m3 | 14.0762 | 0 | 0
L111.2 | Ditto- but rock Class B | m3 | 14.0762 | 0 | 0
L111.3 | Ditto- but rock Class C | m3 | 14.0762 | 0 | 0
0
TOTAL CARRIED FORWARD TO COLLECTION PAGE |  |  |  | 0 | 0
| In Manholes |  |  | 0
L121.1 | Excavation in rock Class A | m3 | 26.0158 | 0 | 0
L121.2 | Ditto- but rock Class B | m3 | 26.0158 | 0 | 0
L121.3 | Ditto- but rock Class C | m3 | 26.0158 | 0 | 0
| Provide, place and compact selected excavated granular material surround compacted in 150mm layers to DWC Pipes pipe as shown on the drawings or as directed by the Engineer. |  |  | 0
L522 | Diameter 200 - 300mm DWC sewers pipe | m | 337.5 | 0 | 0
TOTAL CARRIED FORWARD TO COLLECTION PAGE |  |  |  |  | 0

## Bill 2.8.1 Collection Sheet
PROPOSED LAST MILE CONNECTIVITY FOR MAUA SEWERAGE PROJECT
Collection Sheet Bill No. 2.8.1: Last mile 1-5.1(Maua Girls)
Amount
Kshs.
| Page Total, Page 1 of 3 | 0
| Page Total, Page 2 of 3 | 0
| Page Total, Page 3 of 3 | 0
| Bill Total Carried to Grand Summary | 0

## Bill 2.9 Last mile 2
PROPOSED LAST MILE CONNECTIVITY FOR MAUA SEWERAGE PROJECT
BILL NO. 2.9 : Last mile 7-Last Mile 9(Kaando)
| Description | Unit | Quantity | Rate (Kshs) | Amount (Kshs)
CLASS A | GENERAL ITEMS
Specified Requirements
Testing of works
Allow for water testing of sewers and manholes as specified including all requisite Materials, Personnel, Testing Equipment etc.
A260-1 | 200mm Diameter DWC SN 8 Sewer pipe | m | 2495 | 0 | 0
A260-2 | 1050mm Diameter Precast Concrete Manholes | Nr | 52 | 0 | 0
| Temporary Works |  |  | 0
A271 | Allow for temporary works for diversion of traffic during construction of sewers across roads, including sign posting, liaison with Traffic Police Department, County Authority, etc. all to the satisfaction of the Engineer. Include provision for maintaining temporary vehicular access to individual plots at all times. | LS | 1 | 0 | 0
A277 | Allow for keeping trenches and other excavation free of water which may have entered through ground seepage, rain or by other means as directed by the Engineer. | LS | 1 | 0 | 0
CLASS D | DEMOLITION AND SITE CLEARANCE |  |  | 0
| The Employer has no available land to offer for dumping of spoil materials. Identification of and all accruing costs related to securing suitable area of land for dumping is the responsibility of the Contractor. Dumping and spreading is to be done in accordance with existing National Legislation and Local Authority's by-laws. The Contractor is deemed to have allowed for this aspect of Work in their excavation and cart away to tips rates. |  |  | 0
| General clearance |  |  | 0
D110 | Clear the site along the sewer line route of all bushes, scrubs and under growth; fell and remove trees of girth less or equal to 250mm. Remove all stumps and grub up all roots; take down and remove all huts, houses and buildings of any kind, fences and poles, scarify and remove all obstructions to the unimpeded execution of the works, all as specified and shown on the drawing. approved by the Engineer for the sewer lines their branch sewer lines. The width of site clearance should be as directed by site engineer | m3 | 9980 | 0 | 0
| Cut down trees, grub up roots and cart away debris to own spoil pit (Provisional) |  |  | 0
D210.1 | Small Trees with Girth over 250mm but n.e. 500m | Nr | 2 | 0 | 0
D210.2 | Small Trees with Girth over 500mm but n.e. 1000m | Nr | 1 | 0 | 0
D210.3 | Small Trees with Girth over 1000mm but n.e. 2000mm | Nr | 1 | 0 | 0
CLASS I | PIPEWORK - SEWERS |  |  | 0
| Provide, lay, and joint SN 8 Double Wall Corrugated (DWC) Pipes sewers in standard lengths to correct alignment and invert levels. Rates to include for surveying and setting out, stripping top soil, excavation, shoring, disposal of excavated material, backfilling of pipe trenches thereafter and cementing of new pipes to new manholes along the sewer. |  |  | 0
I522 | Pipe n.b: not exc. 200mm dia in trenches, n.e depth 1.5m | m | 562 | 0 | 0
I523 | Pipe n.b: not exc. 200mm dia in trenches, depth 1.5 - 2m | m | 372 | 0 | 0
I524 | Pipe n.b: not exc. 200mm dia in trenches, depth 2 - 2.5m | m | 502 | 0 | 0
I525 | Pipe n.b: not exc. 200mm dia in trenches, depth 2.5 - 3m | m | 326 | 0 | 0
I526 | Pipe n.b: not exc. 200mm dia in trenches, depth 3 - 3.5m | m | 341 | 0 | 0
I527 | Pipe n.b: not exc. 200mm dia in trenches, 3.5 - 4m | m | 206 | 0 | 0
I528 | Pipe n.b: not exc. 200mm dia in trenches, depth exceeding 4m | m | 79 | 0 | 0
CLASS K | PIPEWORK - MANHOLES AND PIPEWORK ANCILLARIES |  |  | 0
| Provide all materials and construct 1050mm internal diameter Precast Concrete Ring Manholes / Reinforced concrete manholes as shown on drawings in the following depth ranges, complete with Heavy duty triangular manhole cover and step irons. Rates to include for excavation, preparation of surfaces, disposal of excavated materials, shoring, insitu concrete surround for rings and backfilling. |  |  | 0
K151 | Manhole depth n.e 1.5m | Nr | 20 | 0 | 0
0
TOTAL CARRIED FORWARD TO COLLECTION PAGE |  |  |  |  | 0
K152 | Ditto but depth 1.5 - 2.0m | Nr | 2 | 0 | 0 | 0
K153 | Ditto but depth 2.0 - 2.5m | Nr | 20 | 0 | 0
K154 | Ditto but depth 2.5 - 3.0m | Nr | 0 | 0 | 0
K155 | Ditto but depth 3.0 - 3.5m | Nr | 1 | 0 | 0
K156 | Ditto but depth 3.5 - 4.0m | Nr | 9 | 0 | 0
K157 | Ditto but depth exceeding 4.0m | Nr | 0 | 0 | 0
K161 | Drop Manhole depth n.e 1.5m | Nr | 2 |  | 0
K162 | Ditto but depth 1.5 - 2.0m | Nr | 11 |  | 0
K163 | Ditto but depth 2.0 - 2.5m | Nr | 11 |  | 0
K164 | Ditto but depth 2.5 - 3.0m | Nr | 6 |  | 0
K166 | Ditto but depth 3.0 - 3.5m | Nr | 11 |  | 0
K166 | Ditto but depth exceeding 4m | Nr | 3 |  | 0
| Crossings |  |  | 0
K641 | Allow for crossing existing hedges, including reinstatement to original state. Nominal bore n.e. 300mm | Nr | 1 | 0 | 0
K651 | Allow for crossing existing boundary walls, including reinstatement to original state. Nominal bore n.e. 300mm | Nr | 1 | 0 | 0
K661 | Allow for crossing existing fences (chain link, barbed wire etc.), including reinstatement to original state. Nominal bore n.e. 300mm | Nr | 1 | 0 | 0
K671 | Allow for crossing existing drains and sewers, and reinstate these after construction of sewer has been completed. Pipe internal diameter n.e. 300mm | Nr | 1 | 0 | 0
K681.1 | Underground telephone and power cables crossing as may be encountered during construction or as directed by the Engineer (provisional). | Nr | 2 | 0 | 0
K681.2 | Allow for water main crossings including reinstatement to original state as may be encountered during construction or as directed by the Engineer (provisional). | Nr | 2 | 0 | 0
| Method - Related Charges |  |  | 0
K691 | Allow for any other Method Related charges the Tenderer feels may be required. These should be indicated below with pricing of each item | LS | 1 | 0 | 0
| i) |  |  | 0
| ii) |  |  | 0
| Reinstatement |  |  | 0
K731.2 | Breaking up, temporary and permanent reinstatement of murram road (for construction pipe bore n.e. 300 mm) with 300mm thick well graded stabilized gravel with 3% cement content base compacted in layers of 150mm thick using an 8-10 tonne roller to the satisfaction of the Engineer. Contractor to allow for provision of requisite diversion signage, controls and safety precautions in his rate. | m | 20 | 0 | 0
K732.1 | Provide all equipment and materials, micro-tunnel below road surface in common material (soil / murram) at depth n.e. 3m, including any requisite shoring and strutting during tunneling, provide and install Steel Pipe Sleeves (DN 300 - 450) as directed by the Engineer. All Works to be executed in close liaison with relevant road authorities. Rate to include facilitation for the same. The Bidder to submit Method Statement with Bid for execution of this Work. | m | 10 | 0 | 0
K732.2 | Extra over road crossing item K732.1 above for tunnelling in rock, all classes (provisional) | m3 | 4 | 0 | 0
K732.3 | Allow for any other Method Related charges the Tenderer feels may be required for the Micro-tunneling Works above. These should be indicated below with pricing of each item | LS | 1 | 0 | 0
| i) |  |  | 0
| ii) |  |  | 0
| iii) |  |  | 0
K741 | Ditto but on footpaths | m | 40 | 0 | 0
K752 | Allow for reinstatement of land along the sewer trench after completion of the Works to the satisfaction of the Engineer. | m | 2495 | 0 | 0
CLASS L | PIPEWORK - SUPPORTS AND PROTECTION, ANCILLARIES TO LAYING AND EXCAVATION |  |  | 0
| Extra to excavation and backfilling for excavation in Rock |  |  | 0
| In pipe trenches |  |  | 0
L111.1 | Excavation in rock Class A | m3 | 80.4352 | 0 | 0
L111.2 | Ditto- but rock Class B | m3 | 80.4352 | 0 | 0
L111.3 | Ditto- but rock Class C | m3 | 80.4352 | 0 | 0
0
TOTAL CARRIED FORWARD TO COLLECTION PAGE |  |  |  | 0 | 0
| In Manholes |  |  | 0
L121.1 | Excavation in rock Class A | m3 | 29.4091 | 0 | 0
L121.2 | Ditto- but rock Class B | m3 | 29.4091 | 0 | 0
L121.3 | Ditto- but rock Class C | m3 | 29.4091 | 0 | 0
| Provide, place and compact selected excavated granular material surround compacted in 150mm layers to DWC Pipes pipe as shown on the drawings or as directed by the Engineer. |  |  | 0
L522 | Diameter 200 - 300mm DWC sewers pipe | m | 623.75 | 0 | 0
0
TOTAL CARRIED FORWARD TO COLLECTION PAGE |  |  |  |  | 0

## Bill 2.9 Collection Sheet
PROPOSED LAST MILE CONNECTIVITY FOR MAUA SEWERAGE PROJECT
Collection Sheet Bill No. 2.9: Last Mile 7-last mile 9(Kaando)
Amount
Kshs.
| Page Total, Page 1 of 3 | 0
| Page Total, Page 2 of 3 | 0
| Page Total, Page 3 of 3 | 0
| Bill Total Carried to Grand Summary | 0

## Bill 2.9.1 Total LM
PROPOSED LAST MILE CONNECTIVITY FOR MAUA SEWERAGE PROJECT
BILL NO. 3 : Total last Mile Line
| Description | Unit | Quantity | Rate (Kshs) | Amount (Kshs)
CLASS A | GENERAL ITEMS
Specified Requirements
Testing of works
Allow for water testing of sewers and manholes as specified including all requisite Materials, Personnel, Testing Equipment etc.
A260-1 | 200mm Diameter DWC SN 8 Sewer pipe | m | 235 | 0 | 0
A260-2 | 1050mm Diameter Precast Concrete Manholes | Nr | 5 | 0 | 0
| Temporary Works |  |  | 0
A271 | Allow for temporary works for diversion of traffic during construction of sewers across roads, including sign posting, liaison with Traffic Police Department, County Authority, etc. all to the satisfaction of the Engineer. Include provision for maintaining temporary vehicular access to individual plots at all times. | LS | 1 |  | 0
A277 | Allow for keeping trenches and other excavation free of water which may have entered through ground seepage, rain or by other means as directed by the Engineer. | LS | 1 |  | 0
CLASS D | DEMOLITION AND SITE CLEARANCE |  |  | 0
| The Employer has no available land to offer for dumping of spoil materials. Identification of and all accruing costs related to securing suitable area of land for dumping is the responsibility of the Contractor. Dumping and spreading is to be done in accordance with existing National Legislation and Local Authority's by-laws. The Contractor is deemed to have allowed for this aspect of Work in their excavation and cart away to tips rates. |  |  | 0
| General clearance |  |  | 0
D110 | Clear the site along the sewer line route of all bushes, scrubs and under growth; fell and remove trees of girth less or equal to 250mm. Remove all stumps and grub up all roots; take down and remove all huts, houses and buildings of any kind, fences and poles, scarify and remove all obstructions to the unimpeded execution of the works, all as specified and shown on the drawing. approved by the Engineer for the sewer lines their branch sewer lines. The width of site clearance should be as specified iby the site engineer | m3 | 940 | 0 | 0
| Cut down trees, grub up roots and cart away debris to own spoil pit (Provisional) |  |  | 0
D210.1 | Small Trees with Girth over 250mm but n.e. 500m | Nr | 2 | 0 | 0
D210.2 | Small Trees with Girth over 500mm but n.e. 1000m | Nr | 1 | 0 | 0
D210.3 | Small Trees with Girth over 1000mm but n.e. 2000mm | Nr | 1 | 0 | 0
CLASS I | PIPEWORK - SEWERS |  |  | 0
| Provide, lay, and joint SN 8 Double Wall Corrugated (DWC) Pipes sewers in standard lengths to correct alignment and invert levels. Rates to include for surveying and setting out, stripping top soil, excavation, shoring, disposal of excavated material, backfilling of pipe trenches thereafter and cementing of new pipes to new manholes along the sewer. |  |  | 0
I522 | Pipe n.b: not exc. 200mm dia in trenches, n.e depth 1.5m | m | 60 | 0 | 0
I523 | Pipe n.b: not exc. 200mm dia in trenches, depth 1.5 - 2m | m | 24 | 0 | 0
I524 | Pipe n.b: not exc. 200mm dia in trenches, depth 2 - 2.5m | m | 19 | 0 | 0
I525 | Pipe n.b: not exc. 200mm dia in trenches, depth 2.5 - 3m | m | 55 | 0 | 0
I526 | Pipe n.b: not exc. 200mm dia in trenches, depth 3 - 3.5m | m | 65 | 0 | 0
I527 | Pipe n.b: not exc. 200mm dia in trenches, depth exceeeding 3.5m | m | 0 | 0 | 0
CLASS K | PIPEWORK - MANHOLES AND PIPEWORK ANCILLARIES
Provide all materials and construct 1050mm internal diameter Precast Concrete Ring Manholes / Reinforced concrete manholes as shown on drawings in the following depth ranges, complete with Heavy duty triangular manhole cover and step irons. Rates to include for excavation, preparation of surfaces, disposal of excavated materials, shoring, insitu concrete surround for rings and backfilling.
K151 | Manhole depth n.e 1.5m | Nr | 0 | 0 | 0
0
TOTAL CARRIED FORWARD TO COLLECTION PAGE |  |  |  |  | 0
K152 | Ditto but depth 1.5 - 2.0m | Nr | 0 | 0 | 0
K153 | Ditto but depth 2.0 - 2.5m | Nr | 1 | 0 | 0
K154 | Ditto but depth 2.5 - 3.0m | Nr | 1 | 0 | 0
K155 | Ditto but depth 3.0 - 3.5m | Nr | 1 | 0 | 0
K156 | Ditto but depth exceeding 3.5m | Nr | 1 | 0 | 0
K161 | Drop Manhole depth n.e 1.5m | Nr | 1 |  | 0
K162 | Ditto but depth 1.5 - 2.0m | Nr | 0 |  | 0
K163 | Ditto but depth 2.0 - 2.5m | Nr | 1 |  | 0
K164 | Ditto but depth 2.5 - 3.0m | Nr | 0 |  | 0
K166 | Ditto but depth 3.0 - 3.5m | Nr | 0 |  | 0
K166 | Ditto but depth exceeding 3.5m | Nr | 0 |  | 0
Crossings
K641 | Allow for crossing existing hedges, including reinstatement to original state. Nominal bore n.e. 300mm | Nr | 5 | 0 | 0
K651 | Allow for crossing existing boundary walls, including reinstatement to original state. Nominal bore n.e. 300mm | Nr | 3 | 0 | 0
K661 | Allow for crossing existing fences (chain link, barbed wire etc.), including reinstatement to original state. Nominal bore n.e. 300mm | Nr | 3 | 0 | 0
K671 | Allow for crossing existing drains and sewers, and reinstate these after construction of sewer has been completed. Pipe internal diameter n.e. 300mm | Nr | 5 | 0 | 0
K681.1 | Underground telephone and power cables crossing as may be encountered during construction or as directed by the Engineer (provisional). | Nr | 5 | 0 | 0
K681.2 | Allow for water main crossings including reinstatement to original state as may be encountered during construction or as directed by the Engineer (provisional). | Nr | 6 | 0 | 0
| Method - Related Charges |  |  | 0
K691 | Allow for any other Method Related charges the Tenderer feels may be required. These should be indicated below with pricing of each item | LS | 1 | 0 | 0
| i) |  |  | 0
| ii) |  |  | 0
| Reinstatement |  |  | 0
K731.2 | Breaking up, temporary and permanent reinstatement of murram road (for construction pipe bore n.e. 300 mm) with 300mm thick well graded stabilized gravel with 3% cement content base compacted in layers of 150mm thick using an 8-10 tonne roller to the satisfaction of the Engineer. Contractor to allow for provision of requisite diversion signage, controls and safety precautions in his rate. | m | 18 | 0 | 0
K732.1 | Provide all equipment and materials, micro-tunnel below road surface in common material (soil / murram) at depth n.e. 4m, including any requisite shoring and strutting during tunneling, provide and install Steel Pipe Sleeve (DN 350) as directed by the Engineer. All Works to be executed in close liaison with relevant road authorities. Rate to include facilitation for the same. The Bidder to submit Method Statement with Bid for execution of this Work. | m | 8 | 0 | 0
K732.2 | Extra over road crossing item K732.1 above for tunnelling in rock, all classes (provisional) | m3 | 3.2 | 0 | 0
K732.3 | Allow for any other Method Related charges the Tenderer feels may be required for the Micro-tunneling Works above. These should be indicated below with pricing of each item | LS | 1 | 0 | 0
| i) |  |  | 0
| ii) |  |  | 0
| iii) |  |  | 0
K741 | Ditto but on footpaths | m | 10 | 0 | 0
K752 | Allow for reinstatement of land along the sewer trench after completion of the Works to the satisfaction of the Engineer. | m | 235 | 0 | 0
CLASS L | PIPEWORK - SUPPORTS AND PROTECTION, ANCILLARIES TO LAYING AND EXCAVATION |  |  | 0
| Extra to excavation and backfilling for excavation in Rock |  |  | 0
| In pipe trenches |  |  | 0
L111.1 | Excavation in rock Class A | m3 | 2.5136 | 0 | 0
L111.2 | Ditto- but rock Class B | m3 | 2.5136 | 0 | 0
L111.3 | Ditto- but rock Class C | m3 | 2.5136 | 0 | 0
0
TOTAL CARRIED FORWARD TO COLLECTION PAGE |  |  |  | 0 | 0
| In Manholes |  |  | 0
L121.1 | Excavation in rock Class A | m3 | 2.8278 | 0 | 0
L121.2 | Ditto- but rock Class B | m3 | 2.8278 | 0 | 0
L121.3 | Ditto- but rock Class C | m3 | 2.8278 | 0 | 0
| Provide, place and compact selected excavated granular material surround compacted in 150mm layers to DWC Pipes pipe as shown on the drawings or as directed by the Engineer. |  |  | 0
L522 | Diameter 200 - 300mm DWC sewers pipe | m | 58.75 | 0 | 0
TOTAL CARRIED FORWARD TO COLLECTION PAGE |  |  |  |  | 0

## Bill 2.9.2 Collection sheet
PROPOSED LAST MILE CONNECTIVITY FOR MAUA SEWERAGE PROJECT
Collection Sheet Bill No. 2.9.1: Last Mile 7Total
Amount
Kshs.
| Page Total, Page 1 of 3 | 0
| Page Total, Page 2 of 3 | 0
| Page Total, Page 3 of 3 | 0
| Bill Total Carried to Grand Summary | 0

## Bill 3 Repair works
PROPOSED LAST MILE CONNECTIVITY FOR MAUA SEWERAGE PROJECT
BILL NO. 3: Repair works for existing infrastructure
| Description | Unit | Quantity | Rate (Kshs) | Amount (Kshs)
CLASS A | GENERAL ITEMS
Testing of existing lines
Allow for water testing, clearing and cleaning of existing sewers and manholes as specified including all requisite Materials, Personnel, Testing Equipment etc.
A260-1 | 200mm Diameter DWC SN 8 Sewer pipe | m | 1000 | 0 | 0 | 33.3333
A260- | 300mm Diameter DWC SN 8 Sewer pipe | m | 550 |  | 0
A260-2 | 1050mm Diameter Precast Concrete Manholes | Nr | 48 |  | 0
CLASS D | DEMOLITION AND SITE CLEARANCE
The Employer has no available land to offer for dumping of spoil materials. Identification of and all accruing costs related to securing suitable area of land for dumping is the responsibility of the Contractor. Dumping and spreading is to be done in accordance with existing National Legislation and Local Authority's by-laws. The Contractor is deemed to have allowed for this aspect of Work in their excavation and cart away to tips rates.
General clearance
D110 | Clear the site of all bushes, scrubs and under growth; fell. Measured 0.9m above ground level, remove all stumps and grub up all roots; all as approved by the Engineer for all ponds. | m2 | 600 |  | 0
CLASS I | PIPEWORK - SEWERS
Provide, lay, and joint SN 8 Double Wall Corrugated (DWC) Pipes sewers in standard lengths to correct alignment and invert levels to replaced damaged existing pipelines. Rates to include for surveying and setting out, stripping top soil, excavation, shoring, disposal of excavated material, backfilling of pipe trenches thereafter and cementing of new pipes to new manholes along the sewer.
I522 | Pipe n.b: not exc. 200mm dia in trenches, n.e depth 1.5m | m | 305 | 0 | 0
I523 | Pipe n.b: not exc. 200mm dia in trenches, depth 1.5 - 2m | m | 240 | 0 | 0
I524 | Pipe n.b: not exc. 200mm dia in trenches, depth 2 - 2.5m | m | 205 | 0 | 0
I525 | Pipe n.b: not exc. 200mm dia in trenches, depth 2.5 - 3m | m | 150 | 0 | 0
I526 | Pipe n.b: not exc. 200mm dia in trenches, depth 3 - 3.5m | m | 100 | 0 | 0
I532 | Pipe n.b: not exc. 300mm dia in trenches, n.e depth 1.5m | m | 150 |  | 0
I533 | Pipe n.b: not exc. 300mm dia in trenches, depth 1.5 - 2m | m | 100 |  | 0
I534 | Pipe n.b: not exc. 300mm dia in trenches, depth 2 - 2.5m | m | 100 |  | 0
I535 | Pipe n.b: not exc. 300mm dia in trenches, depth 2.5 - 3m | m | 100 |  | 0
I536 | Pipe n.b: not exc. 300mm dia in trenches, depth 3 - 3.5m | m | 100 |  | 0
CLASS K | PIPEWORK - MANHOLES AND PIPEWORK ANCILLARIES
Provide all materials and replace damaged 1050mm internal diameter Precast Concrete Ring Manholes / Reinforced concrete manholes as shown on drawings in the following depth ranges, complete with Heavy duty triangular manhole cover and step irons. Rates to include for excavation, preparation of surfaces, disposal of excavated materials, shoring, insitu concrete surround for rings and backfilling.
K151 | Manhole depth n.e 1.5m | Nr | 8 | 0 | 0
K152 | Ditto but depth 1.5 - 2.0m | Nr | 8 | 0 | 0
K153 | Ditto but depth 2.0 - 2.5m | Nr | 5 | 0 | 0
K154 | Ditto but depth 2.5 - 3.0m | Nr | 5 | 0 | 0
K155 | Ditto but depth 3.0 - 3.5m | Nr | 6 | 0 | 0
K156 | Ditto but depth 3.5 - 4.0m | Nr | 8 | 0 | 0
K157 | Ditto but depth exceeding 4.0m | Nr | 8 | 0 | 0
Crossings
K641 | Allow for crossing existing hedges, including reinstatement to original state. Nominal bore n.e. 300mm | Nr | 5 | 0 | 0
K651 | Allow for crossing existing boundary walls, including reinstatement to original state. Nominal bore n.e. 300mm | Nr | 1 | 0 | 0
K661 | Allow for crossing existing fences (chain link, barbed wire etc.), including reinstatement to original state. Nominal bore n.e. 300mm | Nr | 6 | 0 | 0
K671 | Allow for crossing existing drains and sewers, and reinstate these after construction of sewer has been completed. Pipe internal diameter n.e. 300mm | Nr | 3 | 0 | 0
K681.1 | Underground telephone and power cables crossing as may be encountered during construction or as directed by the Engineer (provisional). | Nr | 2 | 0 | 0
K681.2 | Allow for water main crossings including reinstatement to original state as may be encountered during construction or as directed by the Engineer (provisional). | Nr | 5 | 0 | 0
| Method - Related Charges |  |  | 0
K691 | Allow for any other Method Related charges the Tenderer feels may be required. These should be indicated below with pricing of each item | LS | 1 | 0 | 0
| i) |  |  | 0
| ii) |  |  | 0
| Reinstatement |  |  | 0
K731.2 | Breaking up, temporary and permanent reinstatement of murram road (for construction pipe bore n.e. 300 mm) with 300mm thick well graded stabilized gravel with 3% cement content base compacted in layers of 150mm thick using an 8-10 tonne roller to the satisfaction of the Engineer. Contractor to allow for provision of requisite diversion signage, controls and safety precautions in his rate. | m | 10 | 0 | 0
K732.1 | Provide all equipment and materials, micro-tunnel below road surface in common material (soil / murram) at depth n.e. 3m, including any requisite shoring and strutting during tunneling, provide and install Steel Pipe Sleeves (DN 300 - 450) as directed by the Engineer. All Works to be executed in close liaison with relevant road authorities. Rate to include facilitation for the same. The Bidder to submit Method Statement with Bid for execution of this Work. | m | 24 | 0 | 0
K732.2 | Extra over road crossing item K732.1 above for tunnelling in rock, all classes (provisional) | m3 | 9.6 | 0 | 0
K732.3 | Allow for any other Method Related charges the Tenderer feels may be required for the Micro-tunneling Works above. These should be indicated below with pricing of each item | LS | 1 | 0 | 0
| i) |  |  | 0
| ii) |  |  | 0
| iii) |  |  | 0
K741 | Ditto but on footpaths | m | 10 | 0 | 0
K752 | Allow for reinstatement of land along the sewer trench after completion of the Works to the satisfaction of the Engineer. | m | 1000 | 0 | 0
CLASS L | PIPEWORK - SUPPORTS AND PROTECTION, ANCILLARIES TO LAYING AND EXCAVATION |  |  | 0
| Extra to excavation and backfilling for excavation in Rock |  |  | 0
| In pipe trenches |  |  | 0
L111.1 | Excavation in rock Class A | m3 | 14.0762 | 0 | 0
L111.2 | Ditto- but rock Class B | m3 | 14.0762 | 0 | 0
L111.3 | Ditto- but rock Class C | m3 | 14.0762 | 0 | 0
0
TOTAL CARRIED FORWARD TO COLLECTION PAGE |  |  |  |  | 0
| In Manholes |  |  | 0
L121.1 | Excavation in rock Class A | m3 | 27.1469 | 0 | 0
L121.2 | Ditto- but rock Class B | m3 | 27.1469 | 0 | 0
L121.3 | Ditto- but rock Class C | m3 | 27.1469 | 0 | 0
| Provide, place and compact selected excavated granular material surround compacted in 150mm layers to DWC Pipes pipe as shown on the drawings or as directed by the Engineer. |  |  | 0
L522 | Diameter 200 - 300mm DWC sewers pipe | m | 250 | 0 | 0
Waterline Protection for Ponds
N14 | Provide and fix reinforced concrete damaged anchor pegs | Nr | 25 |  | 0
H511 | Provide all materials, lay and fix precast concrete slabs 750mm x 750mm x 50mm thick with cut-outs rate to include for excavation and cement mortar fill | Nr | 50 |  | 0
TOTAL CARRIED FORWARD TO COLLECTION PAGE |  |  |  |  | 0

## Bill 3 Collection Sheet
PROPOSED LAST MILE CONNECTIVITY FOR MAUA SEWERAGE PROJECT
Collection Sheet Bill No. 3: Repair Works
Amount
Kshs.
| Page Total, Page 1 of 2 | 0
| Page Total, Page 2 of 2 | 0
| Bill Total Carried to Grand Summary | 0

## Bill 4 Dayworks
PROPOSED LAST MILE CONNECTIVITY FOR MAUA SEWERAGE PROJECT
BILL NO. 4 : DAYWORKS
Item | Description | Unit | Quantity | Rate | Amount
|  |  |  | (Kshs) | (Kshs)
Items of Major Plant Employed on Dayworks
Note: THE WHOLE OF THIS BILL IS PROVISIONAL
Where items of Major Plant listed in the Schedule of Dayworks are specified by type (e.g Cat D7, Cat. 120H) the power rating of such plant is that manufactured within the two years prior to the date of tender.
Any plant employed upon Dayworks which have power rating lower than that stated above, shall be paid for at rates lower than those in the Schedule of Dayworks. The reduction in the payable rate shall be in proportion to the power rating below that specified above.
PLANT
The rates inserted herein should include for all operational and maintenance costs, fuel, oil, grease, operators, turn boys, supervision, overhead and profits. Only the time actually employed on works will be paid for and the rates should include for idle, travelling and overtime
A415.1 | Cat D6 Bull Dozer or Equivalent with Dozer/Ripper attachment. | Hr | 20 |  | 0
A415.2 | Cat 120H Motor Grader or Equivalent (Complete with Scarifier). | Hr | 20 |  | 0
A415.3 | Vibrating Roller (10 Tonnes) | Hr | 20 |  | 0
A415.4 | Hand Propelled Vibrating Roller 850 Kg | Hr | 20 |  | 0
A415.5 | Cat 950G Wheel Loader or Equivalent. | Hr | 20 |  | 0
A415.6 | 10 Tonne Tipper Lorry | Hr | 20 |  | 0
A415.7 | 50mm Delivery water pump and motor. | Hr | 20 |  | 0
A415.8 | Concrete mixer 0.7m3/min. | Hr | 20 |  | 0
A415.9 | Concrete Vibrator (Poker Type) | Hr | 20 |  | 0
A415.10 | Tractor and Trailer | Hr | 20 |  | 0
A415.11 | Self propelled water tanker 4,500 litres minimum capacity with pick up pump. | Hr | 20 |  | 0
A415.12 | Twin vibratory beam | Hr | 20 |  | 0
A415.13 | Crane 30 ton | Hr | 20 |  | 0
A415.14 | Compressor of capacity 70m3/min complete with all tools | Hr | 20 |  | 0
A415.15 | 1.7m3 Excavator with Loader Attachments | Hr | 20 |  | 0
A415.16 | Shovel Komatsu W90 or equivalent | Hr | 20 |  | 0
A415.17 | Water Bowser | Hr | 20 |  | 0
A415.18 | Portable water pump 50mm diameter (inclusive of hoses, couplings, etc.) | Hrs. | 20 |  | 0
A415.19 | Back Hoe Excavator | Hrs. | 20 |  | 0
LABOUR
The rates inserted herein should include for all costs such as insurance, travelling time, overtime, accommodation, use and maintenance of small tools of trade, supervision, overheads and profit. Only time engaged upon work will be paid for
A411.1 | Unskilled Labour | Hr | 50 |  | 0
A411.2 | Artisans | Hr | 50 |  | 0
A411.3 | Office attendants and Chainmen | Hr | 50 |  | 0
A411.4 | Stone Mason | Hrs. | 50 |  | 0
A411.5 | Carpenter | Hrs. | 50 |  | 0
A411.6 | Concreter | Hrs. | 50 |  | 0
A411.7 | Blaster (Certified) | Hrs. | 50 |  | 0
A411.8 | Pipe layer | Hrs. | 50 |  | 0
A411.9 | Surveyor | Hrs. | 50 |  | 0
A411.10 | Foreman | Hrs. | 50 |  | 0
A411.11 | Watchman (including use of firewood, lights, day, night, Sunday and Public Holiday watching) | Hrs. | 50 |  | 0
MATERIALS
All materials are to comply with the Specifications. The rates inserted herein are to include for delivery to site, storage, handling, overheads and profits
A413.1 | CEM II/B-P 32.5 Portland Pozzolana Cement | Tonne | 50 |  | 0
A413.2 | Fine Aggregates for concrete | m3 | 20 |  | 0 | 0
A413.3 | Coarse Aggregates for concrete 25mm maximum size | m3 | 20 |  | 0
A413.4 | Wrought Shuttering Timber | m2 | 20 |  | 0
A413.5 | Unwrought shuttering timber | m2 | 20 |  | 0
A413.6 | Timber for Trenches | m2 | 20 |  | 0
| PAGE TOTAL CARRIED TO SECTION COLLECTION SHEET |  |  |  | 0
A413.7 | Mild Steel (any diameter from 5 - 25 mm) | Tonne | 10 |  | 0
A413.8 | Asphalt Concrete Type II Premix | m3 | 10 |  | 0
A413.9 | Concrete blocks
| (i) Size 225mm x 225mm x 450mm | No. | 20 |  | 0
| (ii) Size 150mm x 225mm x 450mm | No. | 20 |  | 0
A413.10 | Rock fill to Gabions | m3 | 20 |  | 0
A413.11 | Pentolite stick explosives or equivalent | kg | 25 |  | 0
A413.12 | Explosive fuse | m | 125 |  | 0
A413.13 | Detonating relay | No | 13 |  | 0
PIPES uPVC PIPES
A413.15 | 500mm uPVC PIPE, PN 16 | m | 100 |  | 0
A413.16 | Ditto but 400mm | m | 100 |  | 0
A413.17 | Ditto but 300mm | m | 100 |  | 0
A413.18 | Ditto but 250mm | m | 100 |  | 0
| PAGE TOTAL CARRIED TO SECTION COLLECTION SHEET |  |  |  | 0
0

## Collection Sheet Bill No.4
PROPOSED LAST MILE CONNECTIVITY FOR MAUA SEWERAGE PROJECT
Collection Sheet Bill No. 4: DAY WORKS
Amount
Kshs.
| Page Total, Page 1 of 2 | 0
| Page Total, Page 2 of 2 | 0
| Bill Total Carried to Grand Summary | 0
0
0